## Sheet1 (hidden)
■ Contact Person
Gudang : Kikhi Ferdianz 0821 1146 4869
Field Repare Team : Goo, Bon-Hun 0812 9154 7054
Head Office : Vicka Virgianita 0812 9095 6786

## Contents
SCODE CONTENTS
Chapter | Item Name | Page | Chapter | Item Name | Page
| Contents | 1 | C26 | Grand Cable | 68
| Menu | 2 | C27 | Joint | 69~70
| Scode List | 3~32 | C28 | Jumper Grounding | 71
C1 | Acrylic | 33 | C29 | Knob | 72
C2 | Bakelite | 34 | C30 | Lamp | 73
C3 | Base Sensor | 35 | C31 | Limit Switch | 74
C4 | Bearing | 36~38 | C32 | Nut Butterfly | 75
C5 | Block Terminal | 39 | C33 | One Touch Fitting | 76~77
C6 | Bolt Dyna | 40 | C34 | Panel | 78~84
C7 | Bolt Nut Tray | 41 | C35 | Paste | 85
C8 | Bolt Stud | 42 | C36 | Power Supply | 86
C9 | Bolt U | 43 | C37 | Push Button | 87
C10 | Box Genenal | 44 | C38 | Race Way | 88
C11 | Box Junction | 45 | C39 | Rack | 89
C12 | Breaker | 46 | C40 | Regulator | 90
C13 | Cable | 47~49 | C41 | Relay | 91
C14 | Chain | 50 | C42 | Sensor Proximity | 92
C15 | Clamp Cable | 51 | C43 | Shackle | 93
C16 | Clamp DC | 52 | C44 | Sheet Silicone | 94
C17 | Compound | 53 | C45 | Steel Materials | 95~96
C18 | Conduit | 54~55 | C46 | Tape | 97
C19 | Conduit Flexible | 56 | C47 | Tape Nomex | 98
C20 | Connector Fitting | 57~58 | C48 | Tray | 99~101
C21 | Contactor Magnectic | 59~60 | C49 | Tube | 102~103
C22 | Duct | 61 | C50 | Tube Insulflex | 104
C23 | Filter | 62 | C51 | Valve | 105~106
C24 | Fitting | 63~66 | C52 | Wheel | 107
C25 | Gasket | 67 | C53 | Wire | 108

## Menu
Click the picture.
Acryl C1 | Bakelite C2 | Base Sensor C3 | Bearing C4 | Block Terminal C5 | Bolt Dyna C6 | Bolt Nut Tray C7 | Bolt Stud C8 | Bolt U C9 | Box C10
Box Junction C11 | Breaker C12 | Cable C13 | Chain C14 | Clamp Cable C15 | Clamp DC C16 | Compound C17 | Conduit C18 | Conduit Flelex C19 | Connector C20
Contactor C21 | Duct C22 | Filter C23 | Fitting C24 | Gasket C25 | Grand C26 | Joint C27 | Jumper C28 | Knob C29 | Lamp C30
Limit Switch C31 | Nut Butterfly C32 | One Touch C33 | Panel C34 | Paste C35 | Power Supply C36 | Push Button C37 | Race Way C38 | Rack C39 | Regulator C40
Relay C41 | Sensor Proxim C42 | Shackle C43 | Sheet Silicone C44 | Steel MaterialsC45 | Tape Lancing C46 | Tape Nomex C47 | Tray C48 | TUBE C49 | Tube Insulflex C50
Valve C51 | wheel C52 | Wire C53
Scode Menu
Scode
Contents

## Scode List
KP List
No. | LEAF CLASS_1 | LEAF CLASS_2 | ITEM NAME | SCODE | UOM
1 | ACRYLIC |  | ACRYLIC/T3mm L2440x1220mm CLEAR | S0150490 | sheet
2 | ACRYLIC |  | ACRYLIC/T5mm L2440x1220mm CLEAR | S0150491 | sheet
3 | BAKELITE |  | BAKELITE/L8ftxW4ftxT3mm CLEAR | S0150492 | sheet
4 | BAKELITE |  | BAKELITE/L8ftxW4ftxT5mm CLEAR | S0150493 | sheet
5 | BEARING |  | BEARING/6006 ZZ | S0138644 | each
6 | BEARING |  | BEARING/6017 ZZ | S0138533 | each
7 | BEARING |  | BEARING/608 ZZ | S0138685 | each
8 | BEARING |  | BEARING/6201 ZZ | S0138554 | each
9 | BEARING |  | BEARING/6202 ZZ | S0138542 | each
10 | BEARING |  | BEARING/6203 | S0138582 | each
11 | BEARING |  | BEARING/6203 ZZ | S0138580 | each
12 | BEARING |  | BEARING/6204 | S0138543 | each
13 | BEARING |  | BEARING/6204 ZZ | S0138539 | each
14 | BEARING |  | BEARING/6205 | S0138581 | each
15 | BEARING |  | BEARING/6205 ZZ | S0138537 | each
16 | BEARING |  | BEARING/6206 ZZ | S0138578 | each
17 | BEARING |  | BEARING/6206 ZZ C3 | S0138575 | each
18 | BEARING |  | BEARING/6207 | S0138577 | each
19 | BEARING |  | BEARING/6207 ZZ | S0138579 | each
20 | BEARING |  | BEARING/6208 DD C3 | S0138559 | each
21 | BEARING |  | BEARING/6208 ZZ | S0138574 | each
22 | BEARING |  | BEARING/6208 ZZ C3 | S0138568 | each
23 | BEARING |  | BEARING/6209 C3 | S0138419 | each
24 | BEARING |  | BEARING/6209 ZZ | S0138576 | each
25 | BEARING |  | BEARING/6209 ZZ C3 | S0138732 | each
26 | BEARING |  | BEARING/6211 ZZ C3 | S0138731 | each
27 | BEARING |  | BEARING/6212 C3 | S0138637 | each
28 | BEARING |  | BEARING/6212 ZZ | S0138569 | each
29 | BEARING |  | BEARING/6212 ZZ C3 | S0138573 | each
30 | BEARING |  | BEARING/6213 C3 | S0138570 | each
31 | BEARING |  | BEARING/6213 ZZ | S0138566 | each
32 | BEARING |  | BEARING/6213 ZZ C3 | S0138540 | each
33 | BEARING |  | BEARING/6216 | S0138532 | each
34 | BEARING |  | BEARING/6218 | S0138593 | each
35 | BEARING |  | BEARING/6218 C3 | S0138544 | each
36 | BEARING |  | BEARING/6219 C3 | S0138572 | each
37 | BEARING |  | BEARING/6220 | S0138562 | each
38 | BEARING |  | BEARING/6220 C3 | S0138536 | each
39 | BEARING |  | BEARING/6222 C3 | S0138534 | each
40 | BEARING |  | BEARING/6224 | S0138502 | each
41 | BEARING |  | BEARING/6224 C3 | S0138567 | each
42 | BEARING |  | BEARING/6226 C3 | S0138667 | each
43 | BEARING |  | BEARING/6228 C3 | S0138618 | each
44 | BEARING |  | BEARING/6304 | S0138674 | each
45 | BEARING |  | BEARING/6304 ZZ | S0138499 | each
46 | BEARING |  | BEARING/6305 ZZ C3 | S0138611 | each
47 | BEARING |  | BEARING/6306 | S0137228 | each
48 | BEARING |  | BEARING/6306 ZZ | S0138503 | each
49 | BEARING |  | BEARING/6307 ZZ | S0168541 | each
50 | BEARING |  | BEARING/6308 | S0138411 | each
51 | BEARING |  | BEARING/6308 ZZ | S0138666 | each
52 | BEARING |  | BEARING/6309 C3 | S0138669 | each
53 | BEARING |  | BEARING/6309 ZZ | S0138531 | each
54 | BEARING |  | BEARING/6309 ZZ C3 | S0138673 | each
55 | BEARING |  | BEARING/6310 C3 | S0138660 | each
56 | BEARING |  | BEARING/6310 ZZ C3 | S0138665 | each
57 | BEARING |  | BEARING/6311 C3 | S0168542 | each
58 | BEARING |  | BEARING/6311 ZZ | S0138612 | each
59 | BEARING |  | BEARING/6311 ZZ C3 | S0138497 | each
60 | BEARING |  | BEARING/6312 C3 | S0138671 | each
61 | BEARING |  | BEARING/6312 ZZ | S0138530 | each
62 | BEARING |  | BEARING/6312 ZZ C3 | S0138641 | each
63 | BEARING |  | BEARING/6313 C3 | S0138526 | each
64 | BEARING |  | BEARING/6314 | S0137287 | each
65 | BEARING |  | BEARING/6314 C3 | S0138636 | each
66 | BEARING |  | BEARING/6314 ZZ | S0138500 | each
67 | BEARING |  | BEARING/6315 C3 | S0138541 | each
68 | BEARING |  | BEARING/6316 CB | S0138571 | each
69 | BEARING |  | BEARING/6317 C3 | S0137289 | each
70 | BEARING |  | BEARING/6318 | S0138468 | each
71 | BEARING |  | BEARING/6318 C3 | S0138565 | each
72 | BEARING |  | BEARING/6319 C3 | S0138528 | each
73 | BEARING |  | BEARING/6320 | S0138529 | each
74 | BREAKER | ELB | BREAKER ELB/2P 30AT | S0138865 | each
75 | BREAKER | ELB | BREAKER ELB/2P 50AT | S0138452 | each
76 | BREAKER | ELB | BREAKER ELB/3P 100AT (50A/100A) | S0138422 | each
77 | BREAKER | ELB | BREAKER ELB/3P 30AT | S0138506 | each
78 | BREAKER | ELB | BREAKER ELB/3P 50AT (30A/50A) | S0138722 | each
79 | BREAKER | ELCB | BREAKER ELCB/100AF 3P3E 103SGR 100A | S0138629 | each
80 | BREAKER | ELCB | BREAKER ELCB/100AF 3P3E 103SGR 125A | S0138630 | each
81 | BREAKER | ELCB | BREAKER ELCB/100AF 3P3E 103SGR 60A | S0138625 | each
82 | BREAKER | ELCB | BREAKER ELCB/100AF 3P3E 103SGR 75A | S0138626 | each
83 | BREAKER | ELCB | BREAKER ELCB/200AF 3P3E 203SGR 75A -> 200A | S0138623 | each
84 | BREAKER | ELCB | BREAKER ELCB/225AF 3P3E 203SGR 225A | S0138624 | each
85 | BREAKER | ELCB | BREAKER ELCB/30AF 3P 33SGR 30A | S0138737 | each
86 | BREAKER | ELCB | BREAKER ELCB/400AF 3P3E 403SGR 400A | S0138451 | each
87 | CLAMP | CABLE | CABLE CLAMP/D12mm POLYESTER | S0138454 | each
88 | CABLE | CONTROL | CABLE CONTROL/TFR 10Cx2.5SQ | S0176678 | meter
89 | CABLE | CONTROL | CABLE CONTROL/TFR 12Cx1.5SQ | S0138742 | meter
90 | CABLE | CONTROL | CABLE CONTROL/TFR 15Cx1.5SQ | S0138790 | meter
91 | CABLE | CONTROL | CABLE CONTROL/TFR 20Cx1.5SQ | S0138794 | meter
92 | CABLE | CONTROL | CABLE CONTROL/TFR 3Cx1.5SQ | S0138412 | meter
93 | CABLE | CONTROL | CABLE CONTROL/TFR 5Cx1.5SQ | S0138744 | meter
94 | CABLE | CONTROL | CABLE CONTROL/TFR 7Cx1.5SQ | S0138738 | meter
95 | DUCT | ELBOW | CABLE DUCT ELBOW W150mmxH100mm HOTDIP | S0147226 | each
96 | DUCT | ELBOW | CABLE DUCT ELBOW W200mmxH100mm HOTDIP | S0147224 | each
97 | DUCT | ELBOW | CABLE DUCT ELBOW W300mmxH100mm HOTDIP | S0147222 | each
98 | DUCT | ELBOW | CABLE DUCT ELBOW W400mmxH100mm HOTDIP | S0147220 | each
99 | DUCT | TEE | CABLE DUCT TEE W150mmxH100mm HOTDIP | S0147218 | each
100 | DUCT | TEE | CABLE DUCT TEE W200mmxH100mm HOTDIP | S0147216 | each
101 | DUCT | TEE | CABLE DUCT TEE W300mmxH100mm HOTDIP | S0147214 | each
102 | DUCT | TEE | CABLE DUCT TEE W400mmxH100mm HOTDIP | S0150477 | each
103 | DUCT |  | CABLE DUCT/W150mmxH100mm HOTDIP | S0177225 | meter
104 | DUCT |  | CABLE DUCT/W200mmxH100mm HOTDIP | S0177226 | meter
105 | DUCT |  | CABLE DUCT/W300mmxH100mm HOTDIP | S0177227 | meter
106 | DUCT |  | CABLE DUCT/W400mmxH100mm HOTDIP | S0177228 | meter
107 | DUCT | PVC | CABLE DUCT/W70mmxH100mm PVC INCLUDE COVER | S0176679 | meter
108 | JOINT | CABLE | CABLE JOINT/END TERMINAL HIGH VOLTAGE 3Cx120SQ RING PRESS TERMINAL | S0138592 | set
109 | JOINT | CABLE | CABLE JOINT/END TERMINAL HIGH VOLTAGE 3Cx150SQ RING PRESS TERMINAL | S0138589 | set
110 | JOINT | CABLE | CABLE JOINT/END TERMINAL HIGH VOLTAGE 3Cx240SQ RING PRESS TERMINAL | S0138584 | set
111 | JOINT | CABLE | CABLE JOINT/END TERMINAL HIGH VOLTAGE 3Cx35SQ RING PRESS TERMINAL | S0138734 | set
112 | JOINT | CABLE | CABLE JOINT/END TERMINAL HIGH VOLTAGE 3Cx70SQ RING PRESS TERMINAL | S0138733 | set
113 | JOINT | CABLE | CABLE JOINT/END TERMINAL HIGH VOLTAGE 3Cx95SQ RING PRESS TERMINAL | S0138691 | set
114 | JOINT | CABLE | CABLE JOINT/END TERMINAL LOW VOLTAGE 1Cx150SQ RING PRESS TERMINAL | S0138838 | set
115 | JOINT | CABLE | CABLE JOINT/END TERMINAL LOW VOLTAGE 1Cx240SQ RING PRESS TERMINAL | S0138795 | set
116 | JOINT | CABLE | CABLE JOINT/END TERMINAL LOW VOLTAGE 1Cx35SQ RING PRESS TERMINAL | S0138855 | set
117 | JOINT | CABLE | CABLE JOINT/END TERMINAL LOW VOLTAGE 3Cx150SQ RING PRESS TERMINAL | S0138812 | set
118 | JOINT | CABLE | CABLE JOINT/END TERMINAL LOW VOLTAGE 3Cx185SQ RING PRESS TERMINAL | S0138835 | set
119 | JOINT | CABLE | CABLE JOINT/END TERMINAL LOW VOLTAGE 3Cx240SQ RING PRESS TERMINAL | S0138805 | set
120 | JOINT | CABLE | CABLE JOINT/END TERMINAL LOW VOLTAGE 3Cx95SQ RING PRESS TERMINAL | S0138842 | set
121 | JOINT | CABLE | CABLE JOINT/LINE OF HIGH VOLTAGE 1Cx150SQ SLEEVE | S0138557 | set
122 | JOINT | CABLE | CABLE JOINT/LINE OF HIGH VOLTAGE 1Cx185SQ SLEEVE | S0138549 | set
123 | JOINT | CABLE | CABLE JOINT/LINE OF HIGH VOLTAGE 1Cx240SQ SLEEVE | S0138524 | set
124 | JOINT | CABLE | CABLE JOINT/LINE OF HIGH VOLTAGE 1Cx300SQ SLEEVE | S0138521 | set
125 | JOINT | CABLE | CABLE JOINT/LINE OF HIGH VOLTAGE 1Cx95SQ SLEEVE | S0138512 | set
126 | JOINT | CABLE | CABLE JOINT/LINE OF HIGH VOLTAGE 3Cx120SQ SLEEVE | S0138547 | set
127 | JOINT | CABLE | CABLE JOINT/LINE OF HIGH VOLTAGE 3Cx150SQ SLEEVE | S0138586 | set
128 | JOINT | CABLE | CABLE JOINT/LINE OF HIGH VOLTAGE 3Cx240SQ SLEEVE | S0138558 | set
129 | JOINT | CABLE | CABLE JOINT/LINE OF HIGH VOLTAGE 3Cx35SQ SLEEVE | S0138588 | set
130 | JOINT | CABLE | CABLE JOINT/LINE OF HIGH VOLTAGE 3Cx70SQ SLEEVE | S0138551 | set
131 | JOINT | CABLE | CABLE JOINT/LINE OF HIGH VOLTAGE 3Cx95SQ SLEEVE | S0138546 | set
132 | JOINT | CABLE | CABLE JOINT/STRAIGHT LOW VOLTAGE 1Cx150SQ SLEEVE | S0137577 | set
133 | JOINT | CABLE | CABLE JOINT/STRAIGHT LOW VOLTAGE 1Cx185SQ SLEEVE | S0138806 | set
134 | JOINT | CABLE | CABLE JOINT/STRAIGHT LOW VOLTAGE 1Cx240SQ SLEEVE | S0138825 | set
135 | JOINT | CABLE | CABLE JOINT/STRAIGHT LOW VOLTAGE 1Cx325SQ SLEEVE | S0138745 | set
136 | JOINT | CABLE | CABLE JOINT/STRAIGHT LOW VOLTAGE 1Cx35SQ SLEEVE | S0138851 | set
137 | JOINT | CABLE | CABLE JOINT/STRAIGHT LOW VOLTAGE 1Cx70SQ SLEEVE | S0138846 | set
138 | JOINT | CABLE | CABLE JOINT/STRAIGHT LOW VOLTAGE 1Cx80SQ SLEEVE | S0137584 | set
139 | JOINT | CABLE | CABLE JOINT/STRAIGHT LOW VOLTAGE 1Cx95SQ SLEEVE | S0137583 | set
140 | JOINT | CABLE | CABLE JOINT/STRAIGHT LOW VOLTAGE 3Cx120SQ SLEEVE | S0138807 | set
141 | JOINT | CABLE | CABLE JOINT/STRAIGHT LOW VOLTAGE 3Cx150SQ SLEEVE | S0137582 | set
142 | JOINT | CABLE | CABLE JOINT/STRAIGHT LOW VOLTAGE 3Cx240SQ SLEEVE | S0138839 | set
143 | JOINT | CABLE | CABLE JOINT/STRAIGHT LOW VOLTAGE 3Cx35SQ SLEEVE | S0138857 | set
144 | JOINT | CABLE | CABLE JOINT/STRAIGHT LOW VOLTAGE 3Cx50SQ SLEEVE | S0138858 | set
145 | JOINT | CABLE | CABLE JOINT/STRAIGHT LOW VOLTAGE 3Cx70SQ SLEEVE | S0138859 | set
146 | JOINT | CABLE | CABLE JOINT/STRAIGHT LOW VOLTAGE 3Cx95SQ SLEEVE | S0137585 | set
147 | CABLE | LEAD RNTC | CABLE LEAD RNTC/D1.5mm WINDING MOTOR | S0138312 | meter
148 | CABLE | LEAD RNTC | CABLE LEAD RNTC/D120mm WINDING MOTOR | S0138319 | meter
149 | CABLE | LEAD RNTC | CABLE LEAD RNTC/D16mm WINDING MOTOR | S0138364 | meter
150 | CABLE | LEAD RNTC | CABLE LEAD RNTC/D25mm WINDING MOTOR | S0138315 | meter
151 | CABLE | LEAD RNTC | CABLE LEAD RNTC/D2mm WINDING MOTOR | S0138363 | meter
152 | CABLE | LEAD RNTC | CABLE LEAD RNTC/D35mm WINDING MOTOR | S0138316 | meter
153 | CABLE | LEAD RNTC | CABLE LEAD RNTC/D4mm WINDING MOTOR | S0138313 | meter
154 | CABLE | LEAD RNTC | CABLE LEAD RNTC/D50mm WINDING MOTOR | S0138317 | meter
155 | CABLE | LEAD RNTC | CABLE LEAD RNTC/D6mm WINDING MOTOR | S0138314 | meter
156 | CABLE | LEAD RNTC | CABLE LEAD RNTC/D8mm WINDING MOTOR | S0138779 | meter
157 | CABLE | LEAD RNTC | CABLE LEAD RNTC/D95mm WINDING MOTOR | S0138318 | meter
158 | RACE WAY | CABLE | CABLE RACE WAY/L3000mmxW100mmxH50mmxT1.6mm with ACCESSORY | S0177230 | set
159 | TERMINAL BLOCK | CABLE | CABLE TERMINAL BLOCK/100Ax4P | S0147196 | each
160 | TERMINAL BLOCK | CABLE | CABLE TERMINAL BLOCK/150Ax4P | S0150480 | each
161 | TERMINAL BLOCK | CABLE | CABLE TERMINAL BLOCK/200Ax4P | S0147194 | each
162 | TERMINAL BLOCK | CABLE | CABLE TERMINAL BLOCK/20Ax12P | S0138396 | each
163 | TERMINAL BLOCK | CABLE | CABLE TERMINAL BLOCK/20Ax3P | S0147200 | each
164 | TERMINAL BLOCK | CABLE | CABLE TERMINAL BLOCK/30Ax3P | S0147198 | each
165 | CABLE | GROUNDING | CABLE/GROUNDING/NYA 1.5SQ | S0138496 | meter
166 | CABLE | GROUNDING | CABLE/GROUNDING/NYA 2.5SQ | S0138420 | meter
167 | CABLE | GROUNDING | CABLE/GROUNDING/TFR 16SQ | S0138648 | meter
168 | CABLE | GROUNDING | CABLE/GROUNDING/TFR 25SQ | S0138652 | meter
169 | CABLE | GROUNDING | CABLE/GROUNDING/TFR 50SQ | S0138643 | meter
170 | CABLE | GROUNDING | CABLE/GROUNDING/TFR 6SQ | S0138600 | meter
171 | CABLE | GROUNDING | CABLE/GROUNDING/TFR 95SQ | S0138653 | meter
172 | CABLE | NYAF | CABLE/NYAF (450/750V)x1.5SQ | S0138490 | meter
173 | CABLE | NYAF | CABLE/NYAF (450/750V)x2.5SQ | S0138757 | meter
174 | CABLE | NYM | CABLE/NYM (300/500V)x3Cx2.5mm | S0177229 | meter
175 | CABLE | POWER | CABLE/POWER/TFR 3Cx10SQ | S0138601 | meter
176 | CABLE | POWER | CABLE/POWER/TFR 3Cx120SQ | S0138655 | meter
177 | CABLE | POWER | CABLE/POWER/TFR 3Cx150SQ | S0138736 | meter
178 | CABLE | POWER | CABLE/POWER/TFR 3Cx16SQ | S0138647 | meter
179 | CABLE | POWER | CABLE/POWER/TFR 3Cx2.5SQ | S0138474 | meter
180 | CABLE | POWER | CABLE/POWER/TFR 3Cx35SQ | S0138602 | meter
181 | CABLE | POWER | CABLE/POWER/TFR 3Cx4SQ | S0138553 | meter
182 | CABLE | POWER | CABLE/POWER/TFR 3Cx50SQ | S0138596 | meter
183 | CABLE | POWER | CABLE/POWER/TFR 3Cx6SQ | S0138561 | meter
184 | CABLE | POWER | CABLE/POWER/TFR 3Cx70SQ | S0138639 | meter
185 | CABLE | POWER | CABLE/POWER/TFR 3Cx95SQ | S0138654 | meter
186 | CABLE | POWER | CABLE/POWER/TFR 4Cx10SQ | S0138342 | meter
187 | CABLE | POWER | CABLE/POWER/TFR 4Cx120SQ | S0138688 | meter
188 | CABLE | POWER | CABLE/POWER/TFR 4Cx16SQ | S0138343 | meter
189 | CABLE | POWER | CABLE/POWER/TFR 4Cx25SQ | S0138374 | meter
190 | CABLE | POWER | CABLE/POWER/TFR 4Cx4SQ | S0138341 | meter
191 | CABLE | POWER | CABLE/POWER/TFR 4Cx50SQ | S0138640 | meter
192 | CABLE | POWER | CABLE/POWER/TFR 4Cx6SQ | S0138645 | meter
193 | CABLE | POWER | CABLE/POWER/TFR 4Cx70SQ | S0138642 | meter
194 | CABLE | POWER | CABLE/POWER/TFR 4Cx95SQ | S0138687 | meter
195 | CABLE | SIGNAL | CABLE/SIGNAL/TFR 10Cx2.5SQ | S0176680 | meter
196 | CABLE | SIGNAL | CABLE/SIGNAL/TFR 12Cx1.5SQ | S0138749 | meter
197 | CABLE | SIGNAL | CABLE/SIGNAL/TFR 15Cx1.5SQ | S0138797 | meter
198 | CABLE | SIGNAL | CABLE/SIGNAL/TFR 20Cx1.5SQ | S0138800 | meter
199 | CABLE | SIGNAL | CABLE/SIGNAL/TFR 20Cx2.5SQ | S0176681 | meter
200 | CABLE | SIGNAL | CABLE/SIGNAL/TFR 3Cx1.5SQ | S0138442 | meter
201 | CABLE | SIGNAL | CABLE/SIGNAL/TFR 5Cx1.5SQ | S0138747 | meter
202 | CABLE | SIGNAL | CABLE/SIGNAL/TFR 6Cx2.5SQ | S0176682 | meter
203 | CABLE | SIGNAL | CABLE/SIGNAL/TFR 7Cx1.5SQ | S0138741 | meter
204 | CHAIN | GALVANIZED | CHAIN/T5mm GALVANIZED | S0176683 | meter
205 | COMPOUND |  | COMPOUND/NON FLAMMABLE | S0139193 | each
206 | CONDUIT | BUSHING | CONDUIT BUSHING/D104mm | S0138257 | each
207 | CONDUIT | BUSHING | CONDUIT BUSHING/D16mm | S0138249 | each
208 | CONDUIT | BUSHING | CONDUIT BUSHING/D22mm | S0138250 | each
209 | CONDUIT | BUSHING | CONDUIT BUSHING/D28mm | S0138251 | each
210 | CONDUIT | BUSHING | CONDUIT BUSHING/D36mm | S0138252 | each
211 | CONDUIT | BUSHING | CONDUIT BUSHING/D42mm | S0138253 | each
212 | CONDUIT | BUSHING | CONDUIT BUSHING/D54mm | S0138254 | each
213 | CONDUIT | BUSHING | CONDUIT BUSHING/D70mm | S0138255 | each
214 | CONDUIT | BUSHING | CONDUIT BUSHING/D82mm | S0138256 | each
215 | CONDUIT | CONNECTOR | CONDUIT CONNECTOR/FEMALE D104mm NORMAL | S0138330 | each
216 | CONDUIT | CONNECTOR | CONDUIT CONNECTOR/FEMALE D16mm NORMAL | S0138504 | each
217 | CONDUIT | CONNECTOR | CONDUIT CONNECTOR/FEMALE D22mm NORMAL | S0138620 | each
218 | CONDUIT | CONNECTOR | CONDUIT CONNECTOR/FEMALE D28mm NORMAL | S0138538 | each
219 | CONDUIT | CONNECTOR | CONDUIT CONNECTOR/FEMALE D36mm NORMAL | S0138897 | each
220 | CONDUIT | CONNECTOR | CONDUIT CONNECTOR/FEMALE D42mm NORMAL | S0138898 | each
221 | CONDUIT | CONNECTOR | CONDUIT CONNECTOR/FEMALE D54mm NORMAL | S0138563 | each
222 | CONDUIT | CONNECTOR | CONDUIT CONNECTOR/FEMALE D70mm NORMAL | S0138328 | each
223 | CONDUIT | CONNECTOR | CONDUIT CONNECTOR/FEMALE D82mm NORMAL | S0138329 | each
224 | CONDUIT | COUPLING | CONDUIT COUPLING/ PIPE D104mm GALVANIZED | S0138379 | each
225 | CONDUIT | COUPLING | CONDUIT COUPLING/ PIPE D16mm GALVANIZED | S0138892 | each
226 | CONDUIT | COUPLING | CONDUIT COUPLING/ PIPE D22mm GALVANIZED | S0138376 | each
227 | CONDUIT | COUPLING | CONDUIT COUPLING/ PIPE D28mm GALVANIZED | S0138895 | each
228 | CONDUIT | COUPLING | CONDUIT COUPLING/ PIPE D36mm GALVANIZED | S0138894 | each
229 | CONDUIT | COUPLING | CONDUIT COUPLING/ PIPE D42mm GALVANIZED | S0138896 | each
230 | CONDUIT | COUPLING | CONDUIT COUPLING/ PIPE D54mm GALVANIZED | S0138893 | each
231 | CONDUIT | COUPLING | CONDUIT COUPLING/ PIPE D70mm GALVANIZED | S0138377 | each
232 | CONDUIT | COUPLING | CONDUIT COUPLING/ PIPE D82mm GALVANIZED | S0138378 | each
233 | CLAMP DC | CLAMP PIPE | CONDUIT DC CLAMP/PIPE D104mm | S0138269 | each
234 | CLAMP DC | CLAMP PIPE | CONDUIT DC CLAMP/PIPE D16mm | S0138261 | each
235 | CLAMP DC | CLAMP PIPE | CONDUIT DC CLAMP/PIPE D22mm | S0138262 | each
236 | CLAMP DC | CLAMP PIPE | CONDUIT DC CLAMP/PIPE D28mm | S0138263 | each
237 | CLAMP DC | CLAMP PIPE | CONDUIT DC CLAMP/PIPE D36mm | S0138264 | each
238 | CLAMP DC | CLAMP PIPE | CONDUIT DC CLAMP/PIPE D42mm | S0138265 | each
239 | CLAMP DC | CLAMP PIPE | CONDUIT DC CLAMP/PIPE D54mm | S0138266 | each
240 | CLAMP DC | CLAMP PIPE | CONDUIT DC CLAMP/PIPE D70mm | S0138267 | each
241 | CLAMP DC | CLAMP PIPE | CONDUIT DC CLAMP/PIPE D82mm | S0138268 | each
242 | CONDUIT | FLEXIBLE | CONDUIT FLEXIBLE/D104mm WATERPROOF | S0138664 | meter
243 | CONDUIT | FLEXIBLE | CONDUIT FLEXIBLE/D16mm WATERPROOF | S0138614 | meter
244 | CONDUIT | FLEXIBLE | CONDUIT FLEXIBLE/D22mm WATERPROOF | S0138617 | meter
245 | CONDUIT | FLEXIBLE | CONDUIT FLEXIBLE/D28mm WATERPROOF | S0138615 | meter
246 | CONDUIT | FLEXIBLE | CONDUIT FLEXIBLE/D36mm WATERPROOF | S0138662 | meter
247 | CONDUIT | FLEXIBLE | CONDUIT FLEXIBLE/D42mm WATERPROOF | S0138661 | meter
248 | CONDUIT | FLEXIBLE | CONDUIT FLEXIBLE/D54mm WATERPROOF | S0138663 | meter
249 | CONDUIT | FLEXIBLE | CONDUIT FLEXIBLE/D70mm WATERPROOF | S0138613 | meter
250 | CONDUIT | FLEXIBLE | CONDUIT FLEXIBLE/D82mm WATERPROOF | S0138659 | meter
251 | CONDUIT | PIPE | CONDUIT PIPE/D104mm GALVANIZED | S0138335 | meter
252 | CONDUIT | PIPE BEND | CONDUIT PIPE/D104mm GALVANIZED NORMAL BAND | S0138819 | each
253 | CONDUIT | PIPE | CONDUIT PIPE/D16mm GALVANIZED | S0138692 | meter
254 | CONDUIT PIPE | PVC | CONDUIT PIPE/D16mm PVC | S0176684 | meter
255 | CONDUIT | PIPE | CONDUIT PIPE/D22mm GALVANIZED | S0138740 | meter
256 | CONDUIT PIPE | PVC | CONDUIT PIPE/D22mm PVC | S0176685 | meter
257 | CONDUIT | PIPE | CONDUIT PIPE/D28mm GALVANIZED | S0138743 | meter
258 | CONDUIT | PIPE | CONDUIT PIPE/D36mm GALVANIZED | S0138788 | meter
259 | CONDUIT | PIPE BEND | CONDUIT PIPE/D36mm GALVANIZED NORMAL BAND | S0138792 | each
260 | CONDUIT | PIPE | CONDUIT PIPE/D42mm GALVANIZED | S0138789 | meter
261 | CONDUIT | PIPE BEND | CONDUIT PIPE/D42mm GALVANIZED NORMAL BAND | S0138798 | each
262 | CONDUIT | PIPE | CONDUIT PIPE/D54mm GALVANIZED | S0138786 | meter
263 | CONDUIT | PIPE BEND | CONDUIT PIPE/D54mm GALVANIZED NORMAL BAND | S0138801 | each
264 | CONDUIT | PIPE | CONDUIT PIPE/D70mm GALVANIZED | S0138739 | meter
265 | CONDUIT | PIPE BEND | CONDUIT PIPE/D70mm GALVANIZED NORMAL BAND | S0138841 | each
266 | CONDUIT | PIPE | CONDUIT PIPE/D82mm GALVANIZED | S0138785 | meter
267 | CONDUIT | PIPE BEND | CONDUIT PIPE/D82mm GALVANIZED NORMAL BAND | S0138868 | each
268 | CONNECTOR | ADAPTER | CONNECTOR ADAPTER/D3/8InchxD1/2Inch | S0138869 | each
269 | CONNECTOR | ELBOW | CONNECTOR ELBOW/D1.25InchxP20K SCH20 WELDING TYPE | S0138293 | each
270 | CONNECTOR | ELBOW | CONNECTOR ELBOW/D1.5InchxP20K SCH20 WELDING TYPE | S0138292 | each
271 | CONNECTOR | ELBOW | CONNECTOR ELBOW/D1/2InchxD8mm COPPER | S0138826 | each
272 | CONNECTOR | ELBOW | CONNECTOR ELBOW/D1/2InchxP20K SCH20 WELDING TYPE | S0138369 | each
273 | CONNECTOR | ELBOW | CONNECTOR ELBOW/D1/2InchxP20K SUS SCREW TYPE | S0138803 | each
274 | CONNECTOR | ELBOW | CONNECTOR ELBOW/D1/2InchxP20K SUS304 FORGED | S0138427 | each
275 | CONNECTOR | ELBOW | CONNECTOR ELBOW/D15mmxP20K | S0138840 | each
276 | CONNECTOR | ELBOW | CONNECTOR ELBOW/D1InchxP20K SCH20 WELDING TYPE | S0138294 | each
277 | CONNECTOR | ELBOW | CONNECTOR ELBOW/D3/4InchxP20K SUS304 FORGED | S0138492 | each
278 | CONNECTOR | FEMALE | CONNECTOR FEMALE/D1/2InchxD10mm SUS316 | S0138390 | each
279 | CONNECTOR | FEMALE | CONNECTOR FEMALE/D1/4InchxD4mm SUS316 | S0138699 | each
280 | CONNECTOR | GLAND | CONNECTOR GLAND/DCG 11PG | S0138695 | each
281 | CONNECTOR | GLAND | CONNECTOR GLAND/DCG 13.5PG | S0138423 | each
282 | CONNECTOR | GLAND | CONNECTOR GLAND/DCG 16PG | S0138290 | each
283 | CONNECTOR | GLAND | CONNECTOR GLAND/DCG 21PG | S0138696 | each
284 | CONNECTOR | GLAND | CONNECTOR GLAND/DCG 29PG | S0138424 | each
285 | CONNECTOR | MALE ELBOW | CONNECTOR MALE ELBOW/D1/2InchxD1/2Inch | S0138725 | each
286 | CONNECTOR | MALE ELBOW | CONNECTOR MALE ELBOW/D1/2InchxD1/4Inch | S0138367 | each
287 | CONNECTOR | MALE ELBOW | CONNECTOR MALE ELBOW/D1/2InchxD12mm | S0138433 | each
288 | CONNECTOR | MALE ELBOW | CONNECTOR MALE ELBOW/D1/2InchxD3/8Inch | S0138372 | each
289 | CONNECTOR | MALE ELBOW | CONNECTOR MALE ELBOW/D1/2InchxD6mm | S0138434 | each
290 | CONNECTOR | MALE ELBOW | CONNECTOR MALE ELBOW/D1/2InchxD8mm | S0138435 | each
291 | CONNECTOR | MALE ELBOW | CONNECTOR MALE ELBOW/D1/4InchxD1/4Inch | S0138399 | each
292 | CONNECTOR | MALE ELBOW | CONNECTOR MALE ELBOW/D1/4InchxD6mm | S0138306 | each
293 | CONNECTOR | MALE | CONNECTOR MALE/D1/2 InchxD1/2Inch | S0138723 | each
294 | CONNECTOR | MALE | CONNECTOR MALE/D1/2InchxD12mm | S0138305 | each
295 | CONNECTOR | MALE | CONNECTOR MALE/D1/4InchxD1/2Inch | S0138724 | each
296 | CONNECTOR | MALE | CONNECTOR MALE/D1/4InchxD12mm | S0138432 | each
297 | CONNECTOR | MALE | CONNECTOR MALE/D3/8InchxD1/4Inch SUS316 | S0138393 | each
298 | CONNECTOR | MALE | CONNECTOR MALE/D3/8InchxD12mm | S0138332 | each
299 | CONNECTOR | MALE | CONNECTOR MALE/D3/8InchxD16mm SUS316 | S0138634 | each
300 | CONNECTOR | NIPPLE | CONNECTOR NIPPLE/D1 1/2InchxL100mm NORMAL | S0138811 | each
301 | CONNECTOR | NIPPLE | CONNECTOR NIPPLE/D1 1/2InchxL50mm SGP GALVANIZED | S0137574 | each
302 | CONNECTOR | NIPPLE | CONNECTOR NIPPLE/D1/2InchxL100mm SGP | S0138848 | each
303 | CONNECTOR | NIPPLE | CONNECTOR NIPPLE/D15mmxL100mm SUS304 | S0138817 | each
304 | CONNECTOR | NIPPLE | CONNECTOR NIPPLE/D15mmxL50mm SUS304 | S0138866 | each
305 | CONNECTOR | NIPPLE | CONNECTOR NIPPLE/D1InchxL100mm SGP | S0138821 | each
306 | CONNECTOR | NIPPLE | CONNECTOR NIPPLE/D1InchxL100mm SUS | S0138796 | each
307 | CONNECTOR | NIPPLE | CONNECTOR NIPPLE/D20mmxL100mm SUS | S0138802 | each
308 | CONNECTOR | NIPPLE | CONNECTOR NIPPLE/D2InchxL100mm SGP | S0138864 | each
309 | CONNECTOR | NIPPLE | CONNECTOR NIPPLE/D2InchxL100mm SUS | S0138748 | each
310 | CONNECTOR | NIPPLE | CONNECTOR NIPPLE/D2InchxL50mm NORMAL | S0138828 | each
311 | ONE TOUCH | ELBOW | CONNECTOR ONE TOUCH ELBOW/D1/4InchxD10mm BRASS | S0147186 | each
312 | ONE TOUCH | ELBOW | CONNECTOR ONE TOUCH ELBOW/D1/4InchxD12mm BRASS | S0147184 | each
313 | ONE TOUCH | ELBOW | CONNECTOR ONE TOUCH ELBOW/D1/4InchxD8mm BRASS | S0138849 | each
314 | ONE TOUCH | ELBOW | CONNECTOR ONE TOUCH ELBOW/D1/8InchxD10mm BRASS | S0147188 | each
315 | ONE TOUCH | ELBOW | CONNECTOR ONE TOUCH ELBOW/D1/8InchxD6mm BRASS | S0147192 | each
316 | ONE TOUCH | ELBOW | CONNECTOR ONE TOUCH ELBOW/D1/8InchxD8mm BRASS | S0147190 | each
317 | ONE TOUCH | ELBOW | CONNECTOR ONE TOUCH ELBOW/D3/8InchxD10mm BRASS | S0147182 | each
318 | ONE TOUCH | MALE | CONNECTOR ONE TOUCH MALE/D1/2InchxD10mm | S0138810 | each
319 | ONE TOUCH | MALE | CONNECTOR ONE TOUCH MALE/D1/2InchxD12mm | S0138808 | each
320 | ONE TOUCH | MALE | CONNECTOR ONE TOUCH MALE/D1/2InchxD6mm | S0137571 | each
321 | ONE TOUCH | MALE | CONNECTOR ONE TOUCH MALE/D1/2InchxD8mm | S0138809 | each
322 | ONE TOUCH | MALE | CONNECTOR ONE TOUCH MALE/D1/4InchxD10mm BRASS | S0147178 | each
323 | ONE TOUCH | MALE | CONNECTOR ONE TOUCH MALE/D1/4InchxD12mm BRASS | S0147176 | each
324 | ONE TOUCH | MALE | CONNECTOR ONE TOUCH MALE/D1/4InchxD6mm BRASS | S0138822 | each
325 | ONE TOUCH | MALE | CONNECTOR ONE TOUCH MALE/D1/4InchxD8mm BRASS | S0138289 | each
326 | ONE TOUCH | MALE | CONNECTOR ONE TOUCH MALE/D1/8InchxD10mm BRASS | S0147180 | each
327 | ONE TOUCH | MALE | CONNECTOR ONE TOUCH MALE/D1/8InchxD6mm BRASS | S0150481 | each
328 | ONE TOUCH | MALE | CONNECTOR ONE TOUCH MALE/D1/8InchxD8mm BRASS | S0150482 | each
329 | ONE TOUCH | MALE | CONNECTOR ONE TOUCH MALE/D3/8InchxD10mm BRASS | S0150483 | each
330 | ONE TOUCH | MALE | CONNECTOR ONE TOUCH MALE/D3/8InchxD6mm BRASS | S0138832 | each
331 | ONE TOUCH | MALE | CONNECTOR ONE TOUCH MALE/D3/8InchxD8mm BRASS | S0138814 | each
332 | ONE TOUCH | TEE | CONNECTOR ONE TOUCH TEE/D10mmxD10mmxD10mm BELOW | S0138337 | each
333 | ONE TOUCH | TEE | CONNECTOR ONE TOUCH TEE/D12mmxD12mmxD12mm BELOW | S0138676 | each
334 | ONE TOUCH | TEE | CONNECTOR ONE TOUCH TEE/D6mmxD6mmxD6mm BELOW | S0138336 | each
335 | ONE TOUCH | TEE | CONNECTOR ONE TOUCH TEE/D8mmxD8mmxD8mm BELOW | S0138715 | each
336 | ONE TOUCH | Y | CONNECTOR ONE TOUCH/Y D10mmxD10mmxD10mm | S0147172 | each
337 | ONE TOUCH | Y | CONNECTOR ONE TOUCH/Y D12mmxD12mmxD12mm | S0177231 | each
338 | ONE TOUCH | Y | CONNECTOR ONE TOUCH/Y D6mmxD6mmxD6mm | S0147174 | each
339 | ONE TOUCH | Y | CONNECTOR ONE TOUCH/Y D8mmxD8mmxD8mm | S0150484 | each
340 | CONNECTOR | REDUCER | CONNECTOR REDUCER/D1/2InchxD1Inch WELDING TYPE | S0138675 | each
341 | CONNECTOR | REDUCER | CONNECTOR REDUCER/D1/2InchxD3/4Inch WELDING TYPE | S0138346 | each
342 | CONNECTOR | REDUCER | CONNECTOR REDUCER/D21mmxD16mm | S0138493 | each
343 | CONNECTOR | REDUCER | CONNECTOR REDUCER/D22mmxD16mm | S0138285 | each
344 | CONNECTOR | REDUCER | CONNECTOR REDUCER/D28mmxD16mm | S0138286 | each
345 | CONNECTOR | REDUCER | CONNECTOR REDUCER/D28mmxD22mm | S0138287 | each
346 | CONNECTOR | REDUCER | CONNECTOR REDUCER/D3/4InchxD1Inch WELDING TYPE | S0138347 | each
347 | CONNECTOR | REDUCER | CONNECTOR REDUCER/D36mmxD22mm | S0138288 | each
348 | CONNECTOR | REDUCER | CONNECTOR REDUCER/D36mmxD28mm | S0138322 | each
349 | CONNECTOR | REDUCER | CONNECTOR REDUCER/D42mmxD28mm | S0138323 | each
350 | CONNECTOR | REDUCER | CONNECTOR REDUCER/D42mmxD36mm | S0138324 | each
351 | CONNECTOR | REDUCER | CONNECTOR REDUCER/D50mmxD25mm SCH20 SUS WELDING TYPE | S0147234 | each
352 | CONNECTOR | REDUCER | CONNECTOR REDUCER/D54mmxD36mm | S0138325 | each
353 | CONNECTOR | REDUCER | CONNECTOR REDUCER/D54mmxD42mm | S0138326 | each
354 | CONNECTOR | TEE | CONNECTOR TEE/D1 1/2InchxP20K SCH20 WELDING TYPE | S0138350 | each
355 | CONNECTOR | TEE | CONNECTOR TEE/D1/2InchxP20K SCH20 WELDING TYPE | S0138515 | each
356 | CONNECTOR | TEE | CONNECTOR TEE/D1/2InchxP20K SUS304 FORGED | S0138710 | each
357 | CONNECTOR | TEE | CONNECTOR TEE/D10mmxD10mmxD10mm SUS316 BELOW | S0138398 | each
358 | CONNECTOR | TEE | CONNECTOR TEE/D12mmxD12mmxD12mm SUS316 BELOW | S0138392 | each
359 | CONNECTOR | TEE | CONNECTOR TEE/D1InchxP20K SCH20 WELDING TYPE | S0138520 | each
360 | CONNECTOR | TEE | CONNECTOR TEE/D25mmxP20K SUS304 FORGED | S0138519 | each
361 | CONNECTOR | TEE | CONNECTOR TEE/D2InchxP20K SCH20 WELDING TYPE | S0138437 | each
362 | CONNECTOR | TEE | CONNECTOR TEE/D3/4InchxP20K SCH20 WELDING TYPE | S0138478 | each
363 | CONNECTOR | TEE | CONNECTOR TEE/D3/4InchxP20K SUS304 FORGED | S0138711 | each
364 | CONNECTOR | TEE | CONNECTOR TEE/D40mmxP20K SUS304 FORGED | S0138487 | each
365 | CONNECTOR | UNION TEE | CONNECTOR UNION TEE/D1/2Inchx1/2Inchx1/2Inch | S0138408 | each
366 | CONNECTOR | UNION TEE | CONNECTOR UNION TEE/D1/4Inchx1/4Inchx1/4Inch | S0138406 | each
367 | CONNECTOR | UNION TEE | CONNECTOR UNION TEE/D3/8Inchx3/8Inchx3/8Inch | S0138404 | each
368 | CONNECTOR | UNION | CONNECTOR UNION/D1/2InchxD1/2Inch SUS304 | S0138405 | each
369 | CONNECTOR | UNION | CONNECTOR UNION/D1/2InchxP10K FCMB SCREW | S0138867 | each
370 | CONNECTOR | UNION | CONNECTOR UNION/D1/2InchxP20K | S0138352 | each
371 | CONNECTOR | UNION | CONNECTOR UNION/D1/2InchxP20K WELDING TYPE | S0138735 | each
372 | CONNECTOR | UNION | CONNECTOR UNION/D1/4InchxD1/4Inch SUS304 | S0138403 | each
373 | CONNECTOR | UNION | CONNECTOR UNION/D12mmxD12mm SUS304 | S0138548 | each
374 | CONNECTOR | UNION | CONNECTOR UNION/D15mmxP20K NORMAL | S0138450 | each
375 | CONNECTOR | UNION | CONNECTOR UNION/D15mmxP20K SUS304 | S0138339 | each
376 | CONNECTOR | UNION | CONNECTOR UNION/D1InchxP10K SCREW | S0137581 | each
377 | CONNECTOR | UNION | CONNECTOR UNION/D1InchxP20K WELDING TYPE | S0138829 | each
378 | CONNECTOR | UNION | CONNECTOR UNION/D20mmxP20K NORMAL | S0138635 | each
379 | CONNECTOR | UNION | CONNECTOR UNION/D20mmxP20K SUS304 | S0138340 | each
380 | CONNECTOR | UNION | CONNECTOR UNION/D25mmxP20K NORMAL | S0138338 | each
381 | CONNECTOR | UNION | CONNECTOR UNION/D25mmxP20K SUS304 | S0138386 | each
382 | CONNECTOR | UNION | CONNECTOR UNION/D3/8InchxD3/8Inch SUS304 | S0138402 | each
383 | CONNECTOR | UNION | CONNECTOR UNION/D32mmxP20K NORMAL | S0138527 | each
384 | CONNECTOR | UNION | CONNECTOR UNION/D32mmxP20K SUS304 | S0138754 | each
385 | CONNECTOR | UNION | CONNECTOR UNION/D50mmxP20K NORMAL | S0138456 | each
386 | CONNECTOR | UNION | CONNECTOR UNION/D50mmxP20K SUS304 | S0138457 | each
387 | CONNECTOR | UNION | CONNECTOR UNION/D8mmxD8mm SUS304 | S0138413 | each
388 | BOX | CONSENT | CONSENT OUTLET BOX/220V (ABOVE 16A) | S0138870 | each
389 | CONTACTOR | MAGNETIC | CONTACTOR MAGNETIC/LC1 D12 | S0138587 | each
390 | CONTACTOR | MAGNETIC | CONTACTOR MAGNETIC/LC1 D18 | S0138627 | each
391 | CONTACTOR | MAGNETIC | CONTACTOR MAGNETIC/LC1 D1810M7 LA1 DN11 AC220V | S0138594 | each
392 | CONTACTOR | MAGNETIC | CONTACTOR MAGNETIC/LC1 D25 | S0138453 | each
393 | CONTACTOR | MAGNETIC | CONTACTOR MAGNETIC/LC1 D2510M7 LA1 DN11 AC220V | S0138762 | each
394 | CONTACTOR | MAGNETIC | CONTACTOR MAGNETIC/LC1 D2518M7 AC220V | S0138608 | each
395 | CONTACTOR | MAGNETIC | CONTACTOR MAGNETIC/LC1 D32 | S0138690 | each
396 | CONTACTOR | MAGNETIC | CONTACTOR MAGNETIC/LC1 D40 | S0138622 | each
397 | CONTACTOR | MAGNETIC | CONTACTOR MAGNETIC/LC1 D50 | S0138550 | each
398 | CONTACTOR | MAGNETIC | CONTACTOR MAGNETIC/LC1 D5011M7 AC220V | S0138804 | each
399 | CONTACTOR | MAGNETIC | CONTACTOR MAGNETIC/LC1 D65 | S0138560 | each
400 | CONTACTOR | MAGNETIC | CONTACTOR MAGNETIC/LC1 D80 | S0137573 | each
401 | CONTACTOR | MAGNETIC | CONTACTOR MAGNETIC/LC1 D8011M7 LA1 DN11 AC220V | S0138455 | each
402 | CONTACTOR | MAGNETIC | CONTACTOR MAGNETIC/LC1 D9 | S0138689 | each
403 | CONTACTOR | MAGNETIC | CONTACTOR MAGNETIC/LC1 D9511M7 LA1 DN11 AC220V | S0138750 | each
404 | CONTACTOR | MAGNETIC | CONTACTOR MAGNETIC/LC1 F115 LX1 FF184 LA1 DN11 AC220V | S0138816 | each
405 | CONTACTOR | MAGNETIC | CONTACTOR MAGNETIC/LC1 F265 LX1 FH220 LA1 DN22 | S0138836 | each
406 | CONTACTOR | MAGNETIC | CONTACTOR MAGNETIC/MR4 4A | S0138371 | each
407 | BOLT DYNA |  | DYNABOLT BOLT/D1/2InchxL90mm | S0138259 | each
408 | BOLT DYNA |  | DYNABOLT BOLT/D3/8InchxL75mm | S0138258 | each
409 | FILTER | PANEL | FILTER/PANEL/T10mm | S0176686 | meter
410 | BOX | FINE | FINE BOX/L190mmxW130mmxH190mm | S0138295 | each
411 | BOX | FINE | FINE BOX/L280mmxW130mmxH190mm | S0138631 | each
412 | BOX | FINE | FINE BOX/L280mmxW130mmxH280mm | S0138296 | each
413 | BOX | FINE | FINE BOX/L380mmxW130mmxH190mm | S0138297 | each
414 | BOX | FINE | FINE BOX/L560mmxW130mmxH230mm | S0138465 | each
415 | FLANGE | SUS | FLANGE/D1/2InchxP20K SUS304 | S0138657 | each
416 | FLANGE | NORMAL | FLANGE/D100mmxP20K NORMAL BELOW | S0138505 | each
417 | FLANGE | SUS | FLANGE/D100mmxP20K SUS BELOW | S0138511 | each
418 | FLANGE | NORMAL | FLANGE/D15mmxP20K NORMAL BELOW | S0138483 | each
419 | FLANGE | SUS | FLANGE/D15mmxP20K SUS BELOW | S0138486 | each
420 | FLANGE | SS41 | FLANGE/D1InchxP10K SS41 | S0138682 | each
421 | FLANGE | SUS | FLANGE/D1InchxP20K SUS304 | S0138684 | each
422 | FLANGE | NORMAL | FLANGE/D200mmxP20K NORMAL BELOW | S0138485 | each
423 | FLANGE | SUS | FLANGE/D200mmxP20K SUS BELOW | S0138753 | each
424 | FLANGE |  | FLANGE/D25mmxP20K NORMAL BELOW | S0138467 | each
425 | FLANGE | SUS | FLANGE/D25mmxP20K SUS BELOW | S0138471 | each
426 | FLANGE | SS41 | FLANGE/D2InchxP10K SS41 | S0138656 | each
427 | FLANGE |  | FLANGE/D40mmxP20K | S0138681 | each
428 | FLANGE | NORMAL | FLANGE/D50mmxP20K NORMAL BELOW | S0138480 | each
429 | FLANGE | SUS | FLANGE/D50mmxP20K SUS BELOW | S0138475 | each
430 | GASKET | STEEL | GASKET/D100mm STEEL | S0176687 | each
431 | GASKET | PAPER | GASKET/D40mm PAPER | S0138703 | each
432 | GASKET | PAPER | GASKET/D50mm PAPER | S0138300 | each
433 | GASKET | STEEL | GASKET/D50mm STEEL | S0176688 | each
434 | GASKET | PAPER | GASKET/D65mm PAPER | S0138429 | each
435 | GASKET | PAPER | GASKET/D80mm PAPER | S0138430 | each
436 | JUMPER | GROUNDING | JUMPER GROUNDING/22SQ 220L INCLUDE RING TERMINAL | S0138440 | each
437 | JUMPER | GROUNDING | JUMPER GROUNDING/22SQ 220L SUS INCLUDE RING TERMINAL | S0138610 | each
438 | BOX | JUNCTION | JUNCTION BOX/L120mmxW60mmxH110mm STEEL | S0138713 | each
439 | BOX | JUNCTION | JUNCTION BOX/ROUND ELECTRICAL D22mmx2 WATERPROOF | S0138395 | each
440 | BOX | JUNCTION | JUNCTION BOX/ROUND ELECTRICAL D22mmx3 WATERPROOF | S0138373 | each
441 | BOX | JUNCTION | JUNCTION BOX/ROUND ELECTRICAL D28mmx2 WATERPROOF | S0138556 | each
442 | BOX | JUNCTION | JUNCTION BOX/ROUND ELECTRICAL D28mmx3 WATERPROOF | S0138591 | each
443 | BOX | JUNCTION | JUNCTION BOX/ROUND ELECTRICAL D28mmx4 WATERPROOF | S0138686 | each
444 | BOX | JUNCTION | JUNCTION BOX/ROUND ELECTRICAL D36mmx2 WATERPROOF | S0138649 | each
445 | JUNCTION |  | JUNCTION/D1 1/4Inch ROUND 3 WAY GALVANIZED | S0138590 | each
446 | JUNCTION |  | JUNCTION/D1/2Inch ROUND 3 WAY GALVANIZED | S0138391 | each
447 | JUNCTION |  | JUNCTION/D3/4Inch ROUND 4 WAY GALVANIZED | S0138394 | each
448 | KNOB | KEY | KNOB/PANEL KEY INTERNAL | S0138476 | each
449 | LAMP | CASE | LAMP CASE/220VxL1200mm FLUORESCENT | S0147204 | each
450 | LAMP | FLUORESCENT | LAMP FLUORESCENT/220Vx36wattxL1200mm | S0147206 | each
451 | LIMIT SWITCH |  | LIMIT SWITCH/16Ax220V OUTLET BOX | S0147202 | each
452 | LIMIT SWITCH |  | LIMIT SWITCH/6Ax250Vx1arms AC | S0177243 | each
453 | LIMIT SWITCH |  | LIMIT SWITCH/6Ax250Vx2arms AC | S0177264 | each
454 | BOLT TRAY |  | NUT/M10 CABLE TRAY SUS | S0138381 | each
455 | PANEL | CONSOLE | PANEL CONSOLE/L1100mmxW800mmxW500mmxH900mmxT1.5mm STEEL/FAN,TERMINAL BLOCK,MCCB,CB,FUSE,CONTACTOR/with ACCESSORY | S0138761 | each
456 | PANEL | CONSOLE | PANEL CONSOLE/L1100mmxW800mmxW500mmxH900mmxT1.5mm SUS/FAN,TERMINAL BLOCK,MCCB,CB,FUSE,CONTACTOR/with ACCESSORY | S0138473 | each
457 | PANEL | CONSOLE | PANEL CONSOLE/L1300mmxW1100mmxW500mmxH900mmxT1.5mm SUS/FAN,TERMINAL BLOCK,MCCB,CB,FUSE,CONTACTOR/with ACCESSORY | S0138469 | each
458 | PANEL | CONSOLE | PANEL CONSOLE/L1700mmxW1100mmxW500mmxH900mmxT1.5mm SUS/FAN,TERMINAL BLOCK,MCCB,CB,FUSE,CONTACTOR/with ACCESSORY | S0138479 | each
459 | PANEL | CONSOLE | PANEL CONSOLE/L2100mmxW1100mmxW600mmxH900mmxT1.5mm SUS/FAN,TERMINAL BLOCK,MCCB,CB,FUSE,CONTACTOR/with ACCESSORY | S0138482 | each
460 | PANEL | CONSOLE | PANEL CONSOLE/L800mmxW600mmxW500mmxH900mmxT1.5mm STEEL/FAN,TERMINAL BLOCK,MCCB,CB,FUSE,CONTACTOR/with ACCESSORY | S0138621 | each
461 | PANEL | CONSOLE | PANEL CONSOLE/L800mmxW600mmxW500mmxH900mmxT1.5mm SUS/FAN,TERMINAL BLOCK,MCCB,CB,FUSE,CONTACTOR/with ACCESSORY | S0138516 | each
462 | PANEL | CONTROL | PANEL CONTROL/20x20x10inch/MCCB,SWITCH,PUSH BUTTTON,PILOT LAMP,TR,FUSE,CONTACTOR,RELAY ,EOCR ,TERMINAL BLOCK,CB/withACCESSORY) | S0177265 | each
463 | PANEL | DESK | PANEL DESK/L800mmxW1450mmxH1300mm STEEL/HUB,MONITOR,HARDDISK,FAN,TERMINAL BLOCK,MCCB,CB,FUSE,CONTACTOR/withACCESSORY) | S0138387 | each
464 | PANEL | DISTRIBUTION | PANEL DISTRIBUTION/L600mmxW250mmxH1000mmxT1.5mm SUS/MAIN MCCB,SUB MCCB,BUSBAR,PILOT LAMP,TERMINAL BLOCK/with ACCESSORY | S0138633 | each
465 | PANEL | DISTRIBUTION | PANEL DISTRIBUTION/L600mmxW250mmxH1100mm/MAIN MCCB,SUB MCCB,BUSBAR,PILOT LAMP,TERMINAL BLOCK/with ACCESSORY | S0138461 | each
466 | PANEL | DISTRIBUTION | PANEL DISTRIBUTION/L600mmxW250mmxH400mm/MAIN MCCB,SUB MCCB,BUSBAR,PILOT LAMP,TERMINAL BLOCK/with ACCESSORY | S0138693 | each
467 | PANEL | DISTRIBUTION | PANEL DISTRIBUTION/L600mmxW250mmxH800mmxT1.5mm SUS/MAIN MCCB,SUB MCCB, BUSBAR,PILOT LAMP,TERMINAL BLOCK/with ACCESSORY | S0138726 | each
468 | PANEL | DISTRIBUTION | PANEL DISTRIBUTION/L600mmxW250mmxH800mmxT3mm/MAIN MCCB,SUB MCCB,BUSBAR,PILOT LAMP,TERMINAL BLOCK/with ACCESSORY | S0138720 | each
469 | PANEL | DISTRIBUTION | PANEL DISTRIBUTION/L600mmxW250mmxxH1100mmT1.5mm SUS/MAIN MCCB,SUB MCCB,BUSBAR,PILOT LAMP,TERMINAL BLOCK/with ACCESSORY | S0138758 | each
470 | PANEL | DISTRIBUTION | PANEL DISTRIBUTION/L700mmxW250mmxH1200mmxT1.5mm SUS/MAIN MCCB,SUB MCCB,BUSBAR,PILOT LAMP,TERMINAL BLOCK/with ACCESSORY | S0138628 | each
471 | PANEL | DISTRIBUTION | PANEL DISTRIBUTION/L700mmxW250mmxH1200mmxT3mm/MAIN MCCB,SUB MCCB,BUSBAR,PILOT LAMP,TERMINAL BLOCK/with ACCESSORY | S0138729 | each
472 | PANEL | DISTRIBUTION | PANEL DISTRIBUTION/L700mmxW250mmxH1700mmxT1.5mm SUS/MAIN MCCB,SUB MCCB,BUSBAR,PILOT LAMP,TERMINAL BLOCK/with ACCESSORY | S0138632 | each
473 | PANEL | DISTRIBUTION | PANEL DISTRIBUTION/L700mmxW250mmxxH1700mmxT3mm/MAIN MCCB,SUB MCCB,BUSBAR,PILOT LAMP,TERMINAL BLOCK/with ACCESSORY | S0138719 | each
474 | PANEL | DOOR | PANEL DOOR/L800mmxW40mmxH1150mm | S0138513 | each
475 | PANEL | DOOR | PANEL DOOR/L800mmxW40mmxH2300mm | S0138522 | each
476 | PANEL | GROUNDING | PANEL GROUNDING/L200mmxW150mmxH300mm/INSULATOR,BUSBAR/with ACCESSORY | S0138421 | each
477 | PANEL | GROUNDING | PANEL GROUNDING/L280mmxW180mmxH380mm/INSULATOR,BUSBAR/with ACCESSORY | S0138491 | each
478 | PANEL | HOISTING | PANEL HOISTING M/C/L950mmxW300mmxH1800mmxT1.5mm/MCCB,INVERTER,MC,PILOT LAMP,RELAY,TERMINAL BLOCK,RESISTOR,TR,LOAD LIMIT,TERMINAL BLOCK/with ACCESSORY | S0138891 | each
479 | PANEL | INSTRUMENT | PANEL INSTRUMENT/L500mmxW450mmxH1000mmxT3mm/SUS TUBE,BRACKET,FITTING/with ACCESSORY | S0138431 | set
480 | PANEL | INSTRUMENT | PANEL INSTRUMENT/L550mmxW900mmxH910mmxT3mm/SUS TUBE,BRACKET,FITTING/with ACCESSORY | S0138705 | set
481 | PANEL | LOCAL | PANEL LOCAL INSTRUMENT SWITCH/L350mmxW300mmxH250mmxT1.5mm STEEL/MCCB,CONTACTOR,PILOT LAMP,PUSH BUTTON,TERMINAL BLOCK,FUSE,TR,SELECT SWITCH/with ACCESSORY | S0138501 | each
482 | PANEL | LOCAL | PANEL LOCAL INSTRUMENT SWITCH/L400mmxW400mmxH250mmxT1.5mm STEEL/MCCB,CONTACTOR,PILOT LAMP,PUSH BUTTON,TERMINAL BLOCK,FUSE,TR,SELECT SWITCH/with ACCESSORY | S0138388 | each
483 | PANEL | LOCAL | PANEL LOCAL INSTRUMENT SWITCH/L700mmxW500mmxH250mmxT1.5mm STEEL/MCCB,CONTACTOR,PILOT LAMP,PUSH BUTTON,TERMINAL BLOCK,FUSE,TR,SELECT SWITCH/with ACCESSORY | S0138677 | each
484 | PANEL | LOCAL | PANEL LOCAL INSTRUMENT SWITCH/L700mmxW500mmxH250mmxT1.5mm SUS/MCCB,CONTACTOR,PILOT LAMP,PUSH BUTTON,TERMINAL BLOCK,FUSE,TR,SELECT SWITCH/with ACCESSORY | S0138488 | each
485 | PANEL | LOCAL | PANEL LOCAL INSTRUMENT SWITCH/L700mmxW600mmxH250mmxT1.5mm STEEL/MCCB,CONTACTOR,PILOT LAMP,PUSH BUTTON,TERMINAL BLOCK,FUSE,TR,SELECT SWITCH/with ACCESSORY | S0138356 | each
486 | PANEL | LOCAL | PANEL LOCAL INSTRUMENT SWITCH/L700mmxW700mmxH250mmxT1.5mm STEEL/MCCB,CONTACTOR,PILOT LAMP,PUSH BUTTON,TERMINAL BLOCK,FUSE,TR,SELECT SWITCH/with ACCESSORY | S0138389 | each
487 | PANEL | LOCAL | PANEL LOCAL INSTRUMENT SWITCH/L700mmxW700mmxH250mmxT1.5mm SUS/MCCB,CONTACTOR,PILOT LAMP,PUSH BUTTON,TERMINAL BLOCK,FUSE,TR,SELECT SWITCH/with ACCESSORY | S0138446 | each
488 | PANEL | LOCAL | PANEL LOCAL SWITCH/L250mmxW300mmxH300mm SUS/MCCB,CONTACTOR,PILOT LAMP,PUSH BUTTON,TERMINAL BLOCK,FUSE,TR,SELECT SWITCH/with ACCESSORY | S0138414 | each
489 | PANEL | LOCAL | PANEL LOCAL SWITCH/L300mmxW300mmxH400mm SUS/MCCB,CONTACTOR,PILOT LAMP,PUSH BUTTON,TERMINAL BLOCK,FUSE,TR,SELECT SWITCH/with ACCESSORY | S0138415 | each
490 | PANEL | LOCAL | PANEL LOCAL SWITCH/L400mmxW300mmxH450mm SUS/MCCB,CONTACTOR,PILOT LAMP,PUSH BUTTON,TERMINAL BLOCK,FUSE,TR,SELECT SWITCH/with ACCESSORY | S0138755 | each
491 | PANEL | SEQUENCE | PANEL SEQUENCE ELECTRIC/11kWx440/220V BRI 275MA11/MCCB,CONTACTOR,PILOT LAMP,PUSH BUTTON,TERMINAL BLOCK,FUSE,TR,SELECT SWITCH,EOCR/with ACCESSORY | S0138886 | each
492 | PANEL | SEQUENCE | PANEL SEQUENCE ELECTRIC/15kWx440/220V BRI 410MB15/MCCB,CONTACTOR,PILOT LAMP,PUSH BUTTON,TERMINAL BLOCK,FUSE,TR,SELECT SWITCH,EOCR/with ACCESSORY | S0138887 | each
493 | PANEL | SEQUENCE | PANEL SEQUENCE ELECTRIC/2.2kWx440/220V BRI 222MA2/MCCB,CONTACTOR,PILOT LAMP,PUSH BUTTON,TERMINAL BLOCK,FUSE,TR,SELECT SWITCH,EOCR/with ACCESSORY | S0138883 | each
494 | PANEL | SEQUENCE | PANEL SEQUENCE ELECTRIC/5.5kWx440/220V BRI 237MA5/MCCB,CONTACTOR,PILOT LAMP,PUSH BUTTON,TERMINAL BLOCK,FUSE,TR,SELECT SWITCH,EOCR/with ACCESSORY | S0138884 | each
495 | PANEL | SEQUENCE | PANEL SEQUENCE ELECTRIC/5.5kWx440/220V BRI 655MB5 DUAL/INVERTER,MCCB,CONTACTOR,PILOT LAMP,PUSH BUTTON,TERMINAL BLOCK,FUSE,TR,SELECT SWITCH,EOCR/with ACCESSORY | S0138888 | each
496 | PANEL | SEQUENCE | PANEL SEQUENCE ELECTRIC/7.5kWx440/220V BRI 255MA7/MCCB,CONTACTOR,PILOT LAMP,PUSH BUTTON,TERMINAL BLOCK,FUSE,TR,SELECT SWITCH,EOCR/with ACCESSORY | S0138885 | each
497 | PANEL | SEQUENCE | PANEL SEQUENCE ELECTRIC/7.5kWx440/220V BRI 637MB7 DUAL/INVERTER,MCCB,CONTACTOR,PILOT LAMP,PUSH BUTTON,TERMINAL BLOCK,FUSE,TR,SELECT SWITCH,EOCR/with ACCESSORY | S0138889 | each
498 | PANEL | TERMINAL | PANEL TERMINAL BLOCK/L300mmxW200mmxH400mm/TERMINAL BLOCK,RAIL,PILOT LAMP/with ACCESSORY | S0138416 | each
499 | PANEL | TERMINAL | PANEL TERMINAL BLOCK/L400mmxW200mmxH500mm/TERMINAL BLOCK,RAIL,PILOT LAMP/with ACCESSORY | S0138756 | each
500 | PANEL | TERMINAL | PANEL TERMINAL BLOCK/L600mmxW200mmxH700mm/TERMINAL BLOCK,RAIL,PILOT LAMP/with ACCESSORY | S0138417 | each
501 | PANEL | TERMINAL | PANEL TERMINAL BLOCK/L700mmxW200mmxH800mm/TERMINAL BLOCK,RAIL,PILOT LAMP/with ACCESSORY | S0138418 | each
502 | PANEL | TERMINAL | PANEL TERMINAL BLOCK/L900mmxW200mmxH1000mm/TERMINAL BLOCK,RAIL,PILOT LAMP/with ACCESSORY | S0138489 | each
503 | PANEL | TRAVELLING | PANEL TRAVELLING/L750mmxW1800mmxH300mm/INVERTER,RESISTER,MCCB,CONTACTOR,PILOT LAMP,PUSH BUTTON,TERMINAL BLOCK,FUSE,TR,SELECT SWITCH,EOCR/with ACCESSORY | S0137588 | each
504 | PANEL | TRAVERSING | PANEL TRAVERSING/L750mmxW1800mmxH300mm/INVERTER,RESISTER,MCCB,CONTACTOR,PILOT LAMP,PUSH BUTTON,TERMINAL BLOCK,FUSE,TR,SELECT SWITCH,EOCR/with ACCESSORY | S0137587 | each
505 | PANEL | REPAIR | PANEL/REPAIR/1 SET INDOOR STEEL/MCCB,ELCB,BUTTERFLY NUT,ACYRLIC,BUSBAR,PILOT LAMP,SOCKET/with ACCESSORY | S0138706 | each
506 | PANEL | REPAIR | PANEL/REPAIR/1 SET INDOOR SUS/MCCB,ELCB,BUTTERFLY NUT,ACYRLIC,BUSBAR,PILOT LAMP,SOCKET/with ACCESSORY | S0138345 | each
507 | PANEL | REPAIR | PANEL/REPAIR/1 SET OUTDOOR STEEL/MCCB,ELCB,BUTTERFLY NUT,ACYRLIC,BUSBAR,PILOT LAMP,SOCKET/with ACCESSORY | S0138307 | each
508 | PANEL | REPAIR | PANEL/REPAIR/1 SET OUTDOOR SUS/MCCB,ELCB,BUTTERFLY NUT,ACYRLIC,BUSBAR,PILOT LAMP,SOCKET/with ACCESSORY | S0138728 | each
509 | PANEL | REPAIR | PANEL/REPAIR/DOOR HANGER | S0137580 | each
510 | PANEL | REPAIR | PANEL/REPAIR/DOOR/MCCB,ELCB,BUTTERFLY NUT,ACYRLIC,BUSBAR,PILOT LAMP,SOCKET/with ACCESSORY | S0138344 | each
511 | PANEL | REPAIR | PANEL/REPAIR/ENCLOSURE INDOOR SS41/MCCB,ELCB,RUBBER,BUTTERFLY NUT,ACYRLIC,BUSBAR,PILOT LAMP,SOCKET/with ACCESSORY | S0138308 | each
512 | PANEL | REPAIR | PANEL/REPAIR/ENCLOSURE INDOOR SUS304/MCCB,ELCB,RUBBER,BUTTERFLY NUT,ACYRLIC,BUSBAR,PILOT LAMP,SOCKET/with ACCESSORY | S0138466 | each
513 | PANEL | REPAIR | PANEL/REPAIR/ENCLOSURE OUTDOOR SS41/MCCB,ELCB,RUBBER,BUTTERFLY NUT,ACYRLIC,BUSBAR,PILOT LAMP,SOCKET/with ACCESSORY | S0138436 | each
514 | PANEL | REPAIR | PANEL/REPAIR/ENCLOSURE OUTDOOR SUS304/MCCB,ELCB,RUBBER,BUTTERFLY NUT,ACYRLIC,BUSBAR,PILOT LAMP,SOCKET/with ACCESSORY | S0138464 | each
515 | NUT BUTTERFLY | BUTTERFLY | PANEL/REPAIR/ISOLATED BUTTERFLY NUT | S0138353 | each
516 | PANEL | REPAIR | PANEL/REPAIR/TR INCLUSION 1 SET INDOOR STEEL/MCCB,TR,ELCB,BUTTERFLY NUT,ACYRLIC,BUSBAR,PILOT LAMP,SOCKET/with ACCESSORY | S0138707 | each
517 | PANEL | REPAIR | PANEL/REPAIR/TR INCLUSION 1 SET INDOOR SUS/MCCB,TR,ELCB,BUTTERFLY NUT,ACYRLIC,BUSBAR,PILOT LAMP,SOCKET/with ACCESSORY | S0138717 | each
518 | PANEL | REPAIR | PANEL/REPAIR/TR INCLUSION 1 SET OUTDOOR STEEL/MCCB,TR,ELCB,BUTTERFLY NUT,ACYRLIC,BUSBAR,PILOT LAMP,SOCKET/with ACCESSORY | S0138708 | each
519 | PANEL | REPAIR | PANEL/REPAIR/TR INCLUSION 1 SET OUTDOOR SUS/MCCB,TR,ELCB,BUTTERFLY NUT,ACYRLIC,BUSBAR,PILOT LAMP,SOCKET/with ACCESSORY | S0138718 | each
520 | PANEL | REPAIR | PANEL/REPAIR/VOLT INSULATION L1150mmxW600mmxH300mmxT1.5mm SUS/VOLTMETER,MCCB,TR,ELCB,BUTTERFLY NUT,ACYRLIC,BUSBAR,PILOT LAMP,SOCKET/with ACCESSORY | S0138730 | each
521 | PASTE | SILICONE | PASTE SILICONE/KE 420 330gr | S0138494 | each
522 | PASTE | ULTIFIL | PASTE ULTIFIL/EPOXY 2004 TC | S0177266 | kilogram
523 | PASTE | ULTIMEG | PASTE ULTIMEG/2000/372 F @3.78liter | S0177292 | can
524 | PASTE | ULTIMEG | PASTE ULTIMEG/2000/380 FH @3.78liter | S0177293 | can
525 | PASTE | ULTIMEG | PASTE ULTIMEG/EPOXY 2001 WW @7kg | S0177267 | can
526 | PIPE | SGP | PIPE/D15mm SGP | S0138852 | meter
527 | PIPE | SUS | PIPE/D15mm SUS | S0138609 | meter
528 | PIPE | SGP | PIPE/D25mm SGP | S0138856 | meter
529 | PIPE | SUS | PIPE/D25mm SUS | S0138678 | meter
530 | PIPE | SGP | PIPE/D32mm SGP | S0138860 | meter
531 | PIPE | SUS | PIPE/D32mm SUS | S0138679 | meter
532 | PIPE | SGP | PIPE/D50mm SGP | S0138853 | meter
533 | PIPE | SUS | PIPE/D50mm SUS | S0138680 | meter
534 | PLATE | CHECKED | PLATE/CHECKED/L2400mmxW1200mmxT3.2mm | S0138763 | sheet
535 | PLATE | CHECKED | PLATE/CHECKED/L2400mmxW1200mmxT4.5mm | S0138597 | sheet
536 | PLATE | CHECKED | PLATE/CHECKED/L2400mmxW1200mmxT6mm | S0138598 | sheet
537 | PLATE | HINGE FISH | PLATE/HINGE FISH/H100mm HORIZONTAL | S0150478 | each
538 | PLATE | HINGE FISH | PLATE/HINGE FISH/H100mm VERTICAL | S0150479 | each
539 | PLATE | STEEL | PLATE/IRON/L2438xW1219mmxT10mm STEEL | S0138752 | sheet
540 | PLATE | STEEL | PLATE/IRON/L2438xW1219mmxT2.3mm STEEL | S0138650 | sheet
541 | PLATE | STEEL | PLATE/IRON/L2438xW1219mmxT3.2mm STEEL | S0138651 | sheet
542 | PLATE | STEEL | PLATE/IRON/L2438xW1219mmxT5mm STEEL | S0138638 | sheet
543 | PLATE | STEEL | PLATE/IRON/L2438xW1219mmxT8mm STEEL | S0138599 | sheet
544 | PLUG | FEMALE | PLUG/FEMALE/D1/2Inchx3000 SS316 | S0147162 | each
545 | PLUG | FEMALE | PLUG/FEMALE/D1/4Inchx3000# SS316 | S0150489 | each
546 | PLUG | FEMALE | PLUG/FEMALE/D3/8Inchx3000# SS316 | S0150487 | each
547 | PLUG | MALE | PLUG/MALE/D1/2Inchx3000# SS316 | S0177268 | each
548 | PLUG | MALE | PLUG/MALE/D1/4Inchx3000# SS316 | S0150488 | each
549 | PLUG | MALE | PLUG/MALE/D3/8Inchx3000# SS316 | S0147160 | each
550 | SUPPLY | POWER | POWER SUPPLY/AC220V/DC24V 2.1 A | S0176689 | each
551 | BOX | PULL | PULL BOX/L1000mmxW150mmxH1000mm | S0138861 | each
552 | BOX | PULL | PULL BOX/L100mmxW100mmxH100mm | S0138834 | each
553 | BOX | PULL | PULL BOX/L200mmxW100mmxH200mm | S0138850 | each
554 | BOX | PULL | PULL BOX/L300mmxW100mmxH200mm | S0137570 | each
555 | BOX | PULL | PULL BOX/L300mmxW150mmxH300mm | S0138847 | each
556 | BOX | PULL | PULL BOX/L400mmxW150mmxH400mm | S0138854 | each
557 | BUTTON | PUSH | PUSH BUTTON/GREEN/RED/YELLOW 220V | S0176690 | each
558 | RACK | HUB | RACK/HUB/L2000mmxW750mmxH600mm 19Inch | S0138721 | each
559 | REGULATOR | AIR | REGULATOR/AIR/D6mm NORMAL | S0176691 | each
560 | REGULATOR | FLUID | REGULATOR/FLUID/D15mm NORMAL | S0176692 | each
561 | RELAY | ELECTRONIC | RELAY/ELECTRONIC OVER CURRENT/SS05 AC220V 0.5A/6.5A | S0138510 | each
562 | RELAY | ELECTRONIC | RELAY/ELECTRONIC OVER CURRENT/SS30 AC220V 0A/30A | S0138525 | each
563 | RELAY | ELECTRONIC | RELAY/ELECTRONIC OVER CURRENT/SS60 AC220V 5A/60A | S0138545 | each
564 | RELAY | LY2 COIL | RELAY/LY2 COIL/100/110VDC LED | S0147156 | each
565 | RELAY | LY2 COIL | RELAY/LY2 COIL/24VDC LED | S0147154 | each
566 | RELAY | LY4 COIL | RELAY/LY4 COIL/100/110VDC LED | S0147158 | each
567 | ROD | GROUNDING | ROD/GROUNDING/L2000mm CU | S0176693 | each
568 | SENSOR BASE |  | SENSOR BASE/L30mmxW30mmxH10mm | S0138354 | each
569 | SENSOR PROXIMITY |  | SENSOR PROXIMITY/PR18 5DN 12/24VDC | S0177269 | each
570 | SENSOR PROXIMITY |  | SENSOR PROXIMITY/PR30 10DN 12/24VDC | S0177270 | each
571 | SHACKLE |  | SHACKLE/300kgxD3/8inch | S0176694 | each
572 | SHEET | SILICONE | SHEET/SILICONE/L2000mmxW1000mmxT1mm FIBERGLASS CLOTH | S0138362 | each
573 | SHEET | SILICONE | SHEET/SILICONE/L2000mmxW1000mmxT2mm FIBERGLASS CLOTH | S0138311 | sheet
574 | SOCKET |  | SOCKET/D1/2InchxP20K SUS304 | S0138709 | each
575 | SOCKET |  | SOCKET/D15mmxP20K NORMAL BELOW | S0138383 | each
576 | SOCKET |  | SOCKET/D1InchxP20K SUS304 | S0138348 | each
577 | SOCKET |  | SOCKET/D20mmxP20K NORMAL BELOW | S0138384 | each
578 | SOCKET |  | SOCKET/D25mmxP20K NORMAL BELOW | S0138495 | each
579 | SOCKET |  | SOCKET/D3/4InchxP20K SUS304 | S0138349 | each
580 | SOCKET |  | SOCKET/D50mmxP20K NORMAL BELOW | S0138385 | each
581 | ANGLE | STEEL | STEEL ANGLE/W50mmxW50mmxT6mm | S0177271 | kilogram
582 | CHANNEL | STEEL | STEEL CHANNEL/W50mmxW50mmxH100mm | S0177272 | kilogram
583 | RACE WAY | UNISTRAT | STEEL UNISTRAT/L3000mm | S0138260 | each
584 | BOLT STUD |  | STUD BOLT & NUT/M12xL3000mm | S0177273 | set
585 | TAPE NOMEX | NMN | TAPE NOMEX/NMN T0,15mm | S0177274 | kilogram
586 | TAPE NOMEX | NMN | TAPE NOMEX/NMN T0,20mm | S0177275 | kilogram
587 | TAPE NOMEX | NMN | TAPE NOMEX/NMN T0,25mm | S0177276 | kilogram
588 | TAPE NOMEX | NMN | TAPE NOMEX/NMN T0,30mm | S0177277 | kilogram
589 | TAPE | STATOR LACING | TAPE/STATOR LACING/W11mm RT22 | S0138776 | roll
590 | TAPE | STATOR LACING | TAPE/STATOR LACING/W4mm RT8 | S0138775 | roll
591 | TAPE | STATOR LACING | TAPE/STATOR LACING/W8mm RT16 | S0138310 | roll
592 | TERMINAL BLOCK | CABLE | TERMINAL BLOCK/20Ax20P | S0176695 | each
593 | TRAY | COVER BAND | TRAY CLAMP/COVER BAND W200mmxH100mm | S0177278 | each
594 | TRAY | COVER BAND | TRAY CLAMP/COVER BAND W300mmxH100mm | S0177279 | each
595 | TRAY | COVER BAND | TRAY CLAMP/COVER BAND W400mmxH100mm | S0177280 | each
596 | TRAY | COVER BAND | TRAY CLAMP/COVER BAND W500mmxH100mm | S0177281 | each
597 | TRAY | COVER BAND | TRAY CLAMP/COVER BAND W600mmxH100mm | S0177282 | each
598 | TRAY | COVER | TRAY CLAMP/COVER H100mm | S0138370 | each
599 | TRAY | COVER ELBOW | TRAY COVER/ELBOW W200mmxH100mm HORIZONTAL | S0139165 | each
600 | TRAY | COVER ELBOW | TRAY COVER/ELBOW W200mmxH100mm VERTICAL | S0139161 | each
601 | TRAY | COVER ELBOW | TRAY COVER/ELBOW W300mmxH100mm HORIZONTAL | S0139166 | each
602 | TRAY | COVER ELBOW | TRAY COVER/ELBOW W300mmxH100mm VERTICAL | S0139162 | each
603 | TRAY | COVER ELBOW | TRAY COVER/ELBOW W400mmxH100mm HORIZONTAL | S0139167 | each
604 | TRAY | COVER ELBOW | TRAY COVER/ELBOW W400mmxH100mm VERTICAL | S0139163 | each
605 | TRAY | COVER ELBOW | TRAY COVER/ELBOW W600mmxH100mm HORIZONTAL | S0139168 | each
606 | TRAY | COVER ELBOW | TRAY COVER/ELBOW W600mmxH100mm VERTICAL | S0139164 | each
607 | TRAY | COVER TEE | TRAY COVER/TEE W200mmxH100mm HORIZONTAL | S0139189 | each
608 | TRAY | COVER TEE | TRAY COVER/TEE W300mmxH100mm HORIZONTAL | S0139190 | each
609 | TRAY | COVER TEE | TRAY COVER/TEE W400mmxH100mm HORIZONTAL | S0139191 | each
610 | TRAY | COVER TEE | TRAY COVER/TEE W600mmxH100mm HORIZONTAL | S0139192 | each
611 | TRAY | COVER | TRAY COVER/W200mm GALVANIZED | S0138445 | meter
612 | TRAY | COVER | TRAY COVER/W300mm GALVANIZED | S0138477 | meter
613 | TRAY | COVER | TRAY COVER/W400mm GALVANIZED | S0138764 | meter
614 | TRAY | COVER | TRAY COVER/W600mm GALVANIZED | S0138368 | meter
615 | TRAY | CROSS | TRAY CROSS/W200mm HORIZONTAL GALVANIZED | S0177283 | each
616 | TRAY | CROSS | TRAY CROSS/W300mm HORIZONTAL GALVANIZED | S0177284 | each
617 | TRAY | CROSS | TRAY CROSS/W400mm HORIZONTAL GALVANIZED | S0177285 | each
618 | TRAY | CROSS | TRAY CROSS/W600mm HORIZONTAL GALVANIZED | S0177286 | each
619 | TRAY | ELBOW | TRAY ELBOW/W200mm HORIZONTAL GALVANIZED | S0177287 | each
620 | TRAY | ELBOW | TRAY ELBOW/W200mm VERTICAL GALVANIZED | S0177288 | each
621 | TRAY | ELBOW | TRAY ELBOW/W300mm HORIZONTAL GALVANIZED | S0177289 | each
622 | TRAY | ELBOW | TRAY ELBOW/W300mm VERTICAL GALVANIZED | S0177290 | each
623 | TRAY | ELBOW | TRAY ELBOW/W400mm HORIZONTAL GALVANIZED | S0177291 | each
624 | TRAY | ELBOW | TRAY ELBOW/W400mm VERTICAL GALVANIZED | S0177232 | each
625 | TRAY | ELBOW | TRAY ELBOW/W500mm VERTICAL GALVANIZED | S0177233 | each
626 | TRAY | ELBOW | TRAY ELBOW/W600mm HORIZONTAL GALVANIZED | S0177234 | each
627 | TRAY | ELBOW | TRAY ELBOW/W600mm VERTICAL GALVANIZED | S0177235 | each
628 | TRAY | JOINT | TRAY JOINT/H100mm GALVANIZED | S0177236 | each
629 | TRAY | SEPARATOR | TRAY SEPARATOR/H100mm | S0177237 | each
630 | TRAY | TEE | TRAY TEE/W200mm HORIZONTAL GALVANIZED | S0177238 | each
631 | TRAY | TEE | TRAY TEE/W300mm HORIZONTAL GALVANIZED | S0177239 | each
632 | TRAY | TEE | TRAY TEE/W400mm HORIZONTAL GALVANIZED | S0177240 | each
633 | TRAY | TEE | TRAY TEE/W600mm HORIZONTAL GALVANIZED | S0177241 | each
634 | TRAY |  | TRAY/W200mmxH100mm GALVANIZED | S0138619 | meter
635 | TRAY |  | TRAY/W300mmxH100mm GALVANIZED | S0138366 | meter
636 | TRAY |  | TRAY/W400mmxH100mm GALVANIZED | S0138766 | meter
637 | TRAY |  | TRAY/W600mmxH100mm GALVANIZED | S0138449 | meter
638 | TUBE | SUS316 | TUBE/D1/2Inch SUS316 | S0138407 | meter
639 | TUBE | SUS316 | TUBE/D1/4Inch SUS316 | S0138727 | meter
640 | TUBE | FIBERGLASS | TUBE/D10mm FIBERGLASS | S0138361 | each
641 | INSULFLEX TUBE | INSULFLEX | TUBE/D10mm PJ 08 INSULFLEX HEATPROOF | S0147148 | meter
642 | TUBE | SUS316 | TUBE/D10mm SUS316 | S0138438 | meter
643 | TUBE | TEFLON | TUBE/D10mm TEFLON | S0138351 | meter
644 | TUBE | FIBERGLASS | TUBE/D12mm FIBERGLASS | S0138771 | each
645 | TUBE | SUS316 | TUBE/D12mm SUS316 | S0138484 | meter
646 | TUBE | TEFLON | TUBE/D12mm TEFLON | S0138334 | meter
647 | TUBE | FIBERGLASS | TUBE/D15mm FIBERGLASS | S0138772 | each
648 | INSULFLEX TUBE | INSULFLEX | TUBE/D16mm PJ 10 INSULFLEX HEATPROOF | S0147146 | meter
649 | TUBE | FIBERGLASS | TUBE/D19mm FIBERGLASS | S0138863 | each
650 | INSULFLEX TUBE | INSULFLEX | TUBE/D19mm PJ 12 INSULFLEX HEATPROOF | S0147144 | meter
651 | TUBE | FIBERGLASS | TUBE/D1mm FIBERGLASS | S0138768 | each
652 | TUBE | FIBERGLASS | TUBE/D20mm FIBERGLASS | S0138773 | each
653 | INSULFLEX TUBE | INSULFLEX | TUBE/D22mm PJ 14 INSULFLEX HEATPROOF | S0147142 | meter
654 | TUBE | FIBERGLASS | TUBE/D25mm FIBERGLASS | S0138309 | each
655 | INSULFLEX TUBE | INSULFLEX | TUBE/D25mm PJ 16 INSULFLEX HEATPROOF | S0147140 | meter
656 | INSULFLEX TUBE | INSULFLEX | TUBE/D29mm PJ 18 INSULFLEX HEATPROOF | S0147138 | meter
657 | TUBE | FIBERGLASS | TUBE/D2mm FIBERGLASS | S0138321 | each
658 | TUBE | SUS316 | TUBE/D3/8Inch SUS316 | S0138765 | meter
659 | TUBE | FIBERGLASS | TUBE/D30mm FIBERGLASS | S0138774 | each
660 | INSULFLEX TUBE | INSULFLEX | TUBE/D32mm PJ 20 INSULFLEX HEATPROOF | S0147116 | meter
661 | INSULFLEX TUBE | INSULFLEX | TUBE/D35mm PJ 22 INSULFLEX HEATPROOF | S0147114 | meter
662 | INSULFLEX TUBE | INSULFLEX | TUBE/D38mm PJ 24 INSULFLEX HEATPROOF | S0147112 | meter
663 | TUBE | FIBERGLASS | TUBE/D3mm FIBERGLASS | S0138357 | each
664 | INSULFLEX TUBE | INSULFLEX | TUBE/D44mm PJ 28 INSULFLEX HEATPROOF | S0147109 | meter
665 | TUBE | FIBERGLASS | TUBE/D4mm FIBERGLASS | S0138358 | each
666 | INSULFLEX TUBE | INSULFLEX | TUBE/D50mm PT 02 INSULFLEX HEATPROOF | S0147103 | meter
667 | INSULFLEX TUBE | INSULFLEX | TUBE/D57mm PJ 36 INSULFLEX HEATPROOF | S0147107 | meter
668 | TUBE | FIBERGLASS | TUBE/D5mm FIBERGLASS | S0138359 | each
669 | TUBE | COPPER | TUBE/D6mm COPPER | S0138845 | meter
670 | TUBE | FIBERGLASS | TUBE/D6mm FIBERGLASS | S0138360 | each
671 | TUBE | SUS316 | TUBE/D6mm SUS316 | S0138355 | meter
672 | TUBE | TEFLON | TUBE/D6mm TEFLON | S0138333 | meter
673 | TUBE | FIBERGLASS | TUBE/D7mm FIBERGLASS | S0138769 | each
674 | INSULFLEX TUBE | INSULFLEX | TUBE/D83mm PJ 52 INSULFLEX HEATPROOF | S0147105 | meter
675 | TUBE | COPPER | TUBE/D8mm COPPER | S0138616 | meter
676 | TUBE | FIBERGLASS | TUBE/D8mm FIBERGLASS | S0138770 | each
677 | TUBE | SUS316 | TUBE/D8mm SUS316 | S0138714 | meter
678 | TUBE | TEFLON | TUBE/D8mm TEFLON | S0138712 | meter
679 | TUBE | FIBERGLASS | TUBE/D9mm FIBERGLASS | S0138784 | each
680 | TUBE | HEATING | TUBE/HEATING SHRINKABLE/D30mmx(D25mm/8mm) | S0138759 | meter
681 | TUBE | HEATING | TUBE/HEATING SHRINKABLE/D50mmx(D50mm/16mm) | S0138760 | meter
682 | BOLT U | GALVANIZED | U & 2 NUT/ 1/2Inchx4InchxD104mm GALVANIZED | S0138279 | each
683 | BOLT U | GALVANIZED | U & 2 NUT/ 3/8Inchx10InchxD70mm GALVANIZED | S0138276 | each
684 | BOLT U | GALVANIZED | U & 2 NUT/ 3/8Inchx12InchxD82mm GALVANIZED | S0138277 | each
685 | BOLT U | GALVANIZED | U & 2 NUT/ 3/8Inchx2InchxD16mm GALVANIZED | S0138270 | each
686 | BOLT U | GALVANIZED | U & 2 NUT/ 3/8Inchx3InchxD22mm GALVANIZED | S0138271 | each
687 | BOLT U | GALVANIZED | U & 2 NUT/ 3/8Inchx4InchxD28mm GALVANIZED | S0138272 | each
688 | BOLT U | GALVANIZED | U & 2 NUT/ 3/8Inchx5InchxD36mm GALVANIZED | S0138273 | each
689 | BOLT U | GALVANIZED | U & 2 NUT/ 3/8Inchx6 InchxD42mm GALVANIZED | S0138274 | each
690 | BOLT U | GALVANIZED | U & 2 NUT/ 3/8Inchx8 InchxD54mm GALVANIZED | S0138275 | each
691 | VALVE | BALL | VALVE/BALL/D1/2InchxP10K BRASS | S0137575 | each
692 | VALVE | BALL | VALVE/BALL/D1/4InchxP10K BRASS | S0138843 | each
693 | VALVE | BALL | VALVE/BALL/D1/4InchxP10K SUS | S0150495 | each
694 | VALVE | BALL | VALVE/BALL/D10mm SUS316 | S0138555 | each
695 | VALVE | BALL | VALVE/BALL/D15mm SUS316 | S0138444 | each
696 | VALVE | BALL | VALVE/BALL/D1InchxP10K SCREW | S0138818 | each
697 | VALVE | BALL | VALVE/BALL/D1InchxP10K SUS316 | S0138716 | each
698 | VALVE | BALL | VALVE/BALL/D3/4InchxP10K SCREW | S0138830 | each
699 | VALVE | BALL | VALVE/BALL/D3/4InchxP10K SUS316 | S0138498 | each
700 | VALVE | BALL | VALVE/BALL/D3/8InchxP10K BRONZE | S0138751 | each
701 | VALVE | FLANGE | VALVE/FLANGE/D1InchxP20K FORGED | S0138683 | each
702 | VALVE | FLANGE | VALVE/FLANGE/D3/4InchxP20K FORGED | S0138658 | each
703 | VALVE | GATE | VALVE/GATE/D1/2Inchx P10K | S0138704 | each
704 | VALVE | GATE | VALVE/GATE/D1/2InchxP20K SCREW | S0138304 | each
705 | VALVE | GATE | VALVE/GATE/D1/2InchxP600lb FORGED | S0138301 | each
706 | VALVE | GATE | VALVE/GATE/D1InchxP20K SCREW | S0138303 | each
707 | VALVE | GATE | VALVE/GATE/D3/4InchxP100K SUS304 | S0138302 | each
708 | VALVE | NEEDLE | VALVE/NEEDLE/D1/2InchxP600lb | S0138365 | each
709 | VALVE | NEEDLE | VALVE/NEEDLE/D1/4InchxP150lb | S0138459 | each
710 | VALVE | SOLENOID | VALVE/SOLENOID/D25mm 220V AC BRASS | S0176696 | each
711 | VALVE | SOLENOID | VALVE/SOLENOID/D40mm 220V AC SUS | S0176697 | each
712 | WHEEL | URETANE | WHEEL/URETANE/D4Inch INCLUDE BRAKE NORMAL | S0176698 | each
713 | WIRE | PULL CODE | WIRE PULL CODE/D5mm | S0177242 | each
Scode List
Menu
Contents

## Acryl
1. Acryl |  |  | Menu | List
Plastik yang menyerupai kaca, namun lebih lentur dan lebih ringan dari pada kaca. Biasanya
digunakan sebagai alat penutup / cover.
No. | LEAF CLASS | ITEM NAME | SCODE | UOM
1 | Acrylic | ACRYLIC/T3mm L2440x1220mm CLEAR | S0150490 | sheet
2 | Acrylic | ACRYLIC/T5mm L2440x1220mm CLEAR | S0150491 | sheet

## Bakelite
2. Bakelite |  |  | Menu | List
Merupakan jenis plastik termoseting yang tahan terhadap guncangan, keras tetapi ringan. Biasanya digunakan
untuk peralatan listrik, kaca kapal perang, dan kaca jendela pesawat terbang dan sebagai alat penutup / cover.
No. | LEAF CLASS | ITEM NAME | SCODE | UOM
3 | Bakelite | BAKELITE/L8ftxW4ftxT3mm CLEAR | S0150492 | sheet
4 | Bakelite | BAKELITE/L8ftxW4ftxT5mm CLEAR | S0150493 | sheet

## Base Sensor
3. Base Sensor |  |  | Menu | List
Merupakan dudukan atau tempat terpasangnya sensor.
No. | LEAF CLASS | ITEM NAME | SCODE | UOM
568 | Base | SENSOR BASE/L30mmxW30mmxH10mm | S0138354 | each

## Bearing
4. Bearing |  |  | Menu | List
Bearing atau bantalan merupakan salah satu elemen mesin yang befungsi untuk menjaga poros untuk tetap
berputar pada sumbu poros nya serta untuk mengurangi gesekan rotasi poros.
No. | LEAF CLASS | ITEM NAME | SCODE | UOM
5 | Bearing | BEARING/6006 ZZ | S0138644 | each
6 | Bearing | BEARING/6017 ZZ | S0138533 | each
7 | Bearing | BEARING/608 ZZ | S0138685 | each
8 | Bearing | BEARING/6201 ZZ | S0138554 | each
9 | Bearing | BEARING/6202 ZZ | S0138542 | each
10 | Bearing | BEARING/6203 | S0138582 | each
11 | Bearing | BEARING/6203 ZZ | S0138580 | each
12 | Bearing | BEARING/6204 | S0138543 | each
13 | Bearing | BEARING/6204 ZZ | S0138539 | each
14 | Bearing | BEARING/6205 | S0138581 | each
15 | Bearing | BEARING/6205 ZZ | S0138537 | each
16 | Bearing | BEARING/6206 ZZ | S0138578 | each
17 | Bearing | BEARING/6206 ZZ C3 | S0138575 | each
18 | Bearing | BEARING/6207 | S0138577 | each
19 | Bearing | BEARING/6207 ZZ | S0138579 | each
20 | Bearing | BEARING/6208 DD C3 | S0138559 | each
21 | Bearing | BEARING/6208 ZZ | S0138574 | each
22 | Bearing | BEARING/6208 ZZ C3 | S0138568 | each
23 | Bearing | BEARING/6209 C3 | S0138419 | each
24 | Bearing | BEARING/6209 ZZ | S0138576 | each
25 | Bearing | BEARING/6209 ZZ C3 | S0138732 | each
26 | Bearing | BEARING/6211 ZZ C3 | S0138731 | each
27 | Bearing | BEARING/6212 C3 | S0138637 | each
28 | Bearing | BEARING/6212 ZZ | S0138569 | each
29 | Bearing | BEARING/6212 ZZ C3 | S0138573 | each
30 | Bearing | BEARING/6213 C3 | S0138570 | each
31 | Bearing | BEARING/6213 ZZ | S0138566 | each
32 | Bearing | BEARING/6213 ZZ C3 | S0138540 | each
33 | Bearing | BEARING/6216 | S0138532 | each
34 | Bearing | BEARING/6218 | S0138593 | each
35 | Bearing | BEARING/6218 C3 | S0138544 | each
36 | Bearing | BEARING/6219 C3 | S0138572 | each
37 | Bearing | BEARING/6220 | S0138562 | each
38 | Bearing | BEARING/6220 C3 | S0138536 | each
39 | Bearing | BEARING/6222 C3 | S0138534 | each
40 | Bearing | BEARING/6224 | S0138502 | each
41 | Bearing | BEARING/6224 C3 | S0138567 | each
42 | Bearing | BEARING/6226 C3 | S0138667 | each
43 | Bearing | BEARING/6228 C3 | S0138618 | each
44 | Bearing | BEARING/6304 | S0138674 | each
45 | Bearing | BEARING/6304 ZZ | S0138499 | each
46 | Bearing | BEARING/6305 ZZ C3 | S0138611 | each
47 | Bearing | BEARING/6306 | S0137228 | each
48 | Bearing | BEARING/6306 ZZ | S0138503 | each
49 | Bearing | BEARING/6307 ZZ | S0168541 | each
50 | Bearing | BEARING/6308 | S0138411 | each
51 | Bearing | BEARING/6308 ZZ | S0138666 | each
52 | Bearing | BEARING/6309 C3 | S0138669 | each
53 | Bearing | BEARING/6309 ZZ | S0138531 | each
54 | Bearing | BEARING/6309 ZZ C3 | S0138673 | each
55 | Bearing | BEARING/6310 C3 | S0138660 | each
56 | Bearing | BEARING/6310 ZZ C3 | S0138665 | each
57 | Bearing | BEARING/6311 C3 | S0168542 | each
58 | Bearing | BEARING/6311 ZZ | S0138612 | each
59 | Bearing | BEARING/6311 ZZ C3 | S0138497 | each
60 | Bearing | BEARING/6312 C3 | S0138671 | each
61 | Bearing | BEARING/6312 ZZ | S0138530 | each
62 | Bearing | BEARING/6312 ZZ C3 | S0138641 | each
63 | Bearing | BEARING/6313 C3 | S0138526 | each
64 | Bearing | BEARING/6314 | S0137287 | each
65 | Bearing | BEARING/6314 C3 | S0138636 | each
66 | Bearing | BEARING/6314 ZZ | S0138500 | each
67 | Bearing | BEARING/6315 C3 | S0138541 | each
68 | Bearing | BEARING/6316 CB | S0138571 | each
69 | Bearing | BEARING/6317 C3 | S0137289 | each
70 | Bearing | BEARING/6318 | S0138468 | each
71 | Bearing | BEARING/6318 C3 | S0138565 | each
72 | Bearing | BEARING/6319 C3 | S0138528 | each
73 | Bearing | BEARING/6320 | S0138529 | each

## Block Terminal
5. Block Terminal |  |  | Menu | List
Merupakan salah satu komponen listrik yang digunakan sebagai tempat berhentinya arus listrik
sementara, yang akan dihubungkan ke komponen yang lain atau komponen outgoing.
No. | LEAF CLASS | ITEM NAME | SCODE | UOM
162 | Block | CABLE TERMINAL BLOCK/20Ax12P | S0138396 | each
163 | Block | CABLE TERMINAL BLOCK/20Ax3P | S0147200 | each
592 | Block | TERMINAL BLOCK/20Ax20P | S0176695 | each
164 | Block | CABLE TERMINAL BLOCK/30Ax3P | S0147198 | each
159 | Block | CABLE TERMINAL BLOCK/100Ax4P | S0147196 | each
160 | Block | CABLE TERMINAL BLOCK/150Ax4P | S0150480 | each
161 | Block | CABLE TERMINAL BLOCK/200Ax4P | S0147194 | each

## Bolt Dyna
6. Bolt Dyna |  |  | Menu | List
Untuk menyatukan dua element yang berada pada suatu bangunan.
No. | LEAF CLASS | ITEM NAME | SCODE | UOM
408 | Bolt Dyna | DYNABOLT BOLT/D3/8InchxL75mm | S0138258 | each
407 | Bolt Dyna | DYNABOLT BOLT/D1/2InchxL90mm | S0138259 | each

## Bolt Nut Try
7. Bolt Nut Tray |  |  | Menu | List
Merupakan baut & mur yang digunakan pada pemasangan cable tray.
No. | LEAF CLASS | ITEM NAME | SCODE | UOM
454 | Bolt Tray | NUT/M10 CABLE TRAY SUS | S0138381 | each

## Bolt Stud
8. Bolt Stud |  |  | Menu | List
Merupakan sesuatu yang berbentuk seperti batangan.
No. | LEAF CLASS | ITEM NAME | SCODE | UOM
584 | Bolt Stud | STUD BOLT & NUT/M12xL3000mm | S0177273 | set

## Bolt U
9. Bolt U |  |  | Menu | List
Merupakan baut yang berbentuk seperti huruf U dengan ulir dikedua ujung nya. Biasanya
digunakan pada proses instalasi pipa.
No. | LEAF CLASS | ITEM NAME | SCODE | UOM
685 | Bolt U | U & 2 NUT/ 3/8Inchx2InchxD16mm GALVANIZED | S0138270 | each
686 | Bolt U | U & 2 NUT/ 3/8Inchx3InchxD22mm GALVANIZED | S0138271 | each
687 | Bolt U | U & 2 NUT/ 3/8Inchx4InchxD28mm GALVANIZED | S0138272 | each
688 | Bolt U | U & 2 NUT/ 3/8Inchx5InchxD36mm GALVANIZED | S0138273 | each
689 | Bolt U | U & 2 NUT/ 3/8Inchx6 InchxD42mm GALVANIZED | S0138274 | each
690 | Bolt U | U & 2 NUT/ 3/8Inchx8 InchxD54mm GALVANIZED | S0138275 | each
683 | Bolt U | U & 2 NUT/ 3/8Inchx10InchxD70mm GALVANIZED | S0138276 | each
684 | Bolt U | U & 2 NUT/ 3/8Inchx12InchxD82mm GALVANIZED | S0138277 | each
682 | Bolt U | U & 2 NUT/ 1/2Inchx4InchxD104mm GALVANIZED | S0138279 | each

## Box Genenal
10. Box Genenal |  |  | Menu | List
Merupakan sesuatu yang berbentuk seperti kotak, bisa berfungsi sebagai tempat menyimpan
/menutup/melindungi sesuatu benda.
v
No. | LEAF CLASS | ITEM NAME | SCODE | UOM
388 | Box | CONSENT OUTLET BOX/220V (ABOVE 16A) | S0138870 | each
410 | Box | FINE BOX/L190mmxW130mmxH190mm | S0138295 | each
411 | Box | FINE BOX/L280mmxW130mmxH190mm | S0138631 | each
412 | Box | FINE BOX/L280mmxW130mmxH280mm | S0138296 | each
413 | Box | FINE BOX/L380mmxW130mmxH190mm | S0138297 | each
414 | Box | FINE BOX/L560mmxW130mmxH230mm | S0138465 | each
438 | Box | JUNCTION BOX/L120mmxW60mmxH110mm STEEL | S0138713 | each
552 | Box | PULL BOX/L100mmxW100mmxH100mm | S0138834 | each
553 | Box | PULL BOX/L200mmxW100mmxH200mm | S0138850 | each
554 | Box | PULL BOX/L300mmxW100mmxH200mm | S0137570 | each
555 | Box | PULL BOX/L300mmxW150mmxH300mm | S0138847 | each
556 | Box | PULL BOX/L400mmxW150mmxH400mm | S0138854 | each
551 | Box | PULL BOX/L1000mmxW150mmxH1000mm | S0138861 | each
Consent Outlet Box
Fine Box
Junction Box
Pull Box

## Box Junction
11. Box Junction |  |  | Menu | List
Merupakan kotak yang berfungsi melindungi sambungan kabel, bisa terdiri dari 2 atau lebih sambungan.
No. | LEAF CLASS | ITEM NAME | SCODE | UOM
439 | Box | JUNCTION BOX/ROUND ELECTRICAL D22mmx2 WATERPROOF | S0138395 | each
440 | Box | JUNCTION BOX/ROUND ELECTRICAL D22mmx3 WATERPROOF | S0138373 | each
441 | Box | JUNCTION BOX/ROUND ELECTRICAL D28mmx2 WATERPROOF | S0138556 | each
442 | Box | JUNCTION BOX/ROUND ELECTRICAL D28mmx3 WATERPROOF | S0138591 | each
443 | Box | JUNCTION BOX/ROUND ELECTRICAL D28mmx4 WATERPROOF | S0138686 | each
444 | Box | JUNCTION BOX/ROUND ELECTRICAL D36mmx2 WATERPROOF | S0138649 | each
446 | Box | JUNCTION/D1/2Inch ROUND 3 WAY GALVANIZED | S0138391 | each
447 | Box | JUNCTION/D3/4Inch ROUND 4 WAY GALVANIZED | S0138394 | each
445 | Box | JUNCTION/D1 1/4Inch ROUND 3 WAY GALVANIZED | S0138590 | each

## Breaker
12. Breaker |  |  | Menu | List
Sebagai pembatas arus dan melindungi berbagai alat dari kerusakan akibat kelebihan beban.
No. | LEAF CLASS | ITEM NAME | SCODE | UOM
74 | Breaker | BREAKER ELB/2P 30AT | S0138865 | each
75 | Breaker | BREAKER ELB/2P 50AT | S0138452 | each
77 | Breaker | BREAKER ELB/3P 30AT | S0138506 | each
78 | Breaker | BREAKER ELB/3P 50AT (30A/50A) | S0138722 | each
76 | Breaker | BREAKER ELB/3P 100AT (50A/100A) | S0138422 | each
85 | Breaker | BREAKER ELCB/30AF 3P 33SGR 30A | S0138737 | each
81 | Breaker | BREAKER ELCB/100AF 3P3E 103SGR 60A | S0138625 | each
82 | Breaker | BREAKER ELCB/100AF 3P3E 103SGR 75A | S0138626 | each
79 | Breaker | BREAKER ELCB/100AF 3P3E 103SGR 100A | S0138629 | each
80 | Breaker | BREAKER ELCB/100AF 3P3E 103SGR 125A | S0138630 | each
83 | Breaker | BREAKER ELCB/200AF 3P3E 203SGR 75A -> 200A | S0138623 | each
84 | Breaker | BREAKER ELCB/225AF 3P3E 203SGR 225A | S0138624 | each
86 | Breaker | BREAKER ELCB/400AF 3P3E 403SGR 400A | S0138451 | each
ELCB
ELB

## Cable
13. Cable |  |  | Menu | List
Merupakan media yang digunakan sebagai penghantar sinyal atau arus listrik.
No. | LEAF CLASS | ITEM NAME | SCODE | UOM
92 | Control | CABLE CONTROL/TFR 3Cx1.5SQ | S0138412 | meter
93 | Control | CABLE CONTROL/TFR 5Cx1.5SQ | S0138744 | meter
94 | Control | CABLE CONTROL/TFR 7Cx1.5SQ | S0138738 | meter
88 | Control | CABLE CONTROL/TFR 10Cx2.5SQ | S0176678 | meter
89 | Control | CABLE CONTROL/TFR 12Cx1.5SQ | S0138742 | meter
90 | Control | CABLE CONTROL/TFR 15Cx1.5SQ | S0138790 | meter
91 | Control | CABLE CONTROL/TFR 20Cx1.5SQ | S0138794 | meter
165 | Grounding | CABLE/GROUNDING/NYA 1.5SQ | S0138496 | meter
166 | Grounding | CABLE/GROUNDING/NYA 2.5SQ | S0138420 | meter
170 | Grounding | CABLE/GROUNDING/TFR 6SQ | S0138600 | meter
167 | Grounding | CABLE/GROUNDING/TFR 16SQ | S0138648 | meter
168 | Grounding | CABLE/GROUNDING/TFR 25SQ | S0138652 | meter
169 | Grounding | CABLE/GROUNDING/TFR 50SQ | S0138643 | meter
171 | Grounding | CABLE/GROUNDING/TFR 95SQ | S0138653 | meter
147 | Lead | CABLE LEAD RNTC/D1.5mm WINDING MOTOR | S0138312 | meter
151 | Lead | CABLE LEAD RNTC/D2mm WINDING MOTOR | S0138363 | meter
153 | Lead | CABLE LEAD RNTC/D4mm WINDING MOTOR | S0138313 | meter
155 | Lead | CABLE LEAD RNTC/D6mm WINDING MOTOR | S0138314 | meter
156 | Lead | CABLE LEAD RNTC/D8mm WINDING MOTOR | S0138779 | meter
149 | Lead | CABLE LEAD RNTC/D16mm WINDING MOTOR | S0138364 | meter
150 | Lead | CABLE LEAD RNTC/D25mm WINDING MOTOR | S0138315 | meter
152 | Lead | CABLE LEAD RNTC/D35mm WINDING MOTOR | S0138316 | meter
154 | Lead | CABLE LEAD RNTC/D50mm WINDING MOTOR | S0138317 | meter
157 | Lead | CABLE LEAD RNTC/D95mm WINDING MOTOR | S0138318 | meter
148 | Lead | CABLE LEAD RNTC/D120mm WINDING MOTOR | S0138319 | meter
172 | NYAF | CABLE/NYAF (450/750V)x1.5SQ | S0138490 | meter
173 | NYAF | CABLE/NYAF (450/750V)x2.5SQ | S0138757 | meter
174 | NYM | CABLE/NYM (300/500V)x3Cx2.5mm | S0177229 | meter
179 | Power | CABLE/POWER/TFR 3Cx2.5SQ | S0138474 | meter
181 | Power | CABLE/POWER/TFR 3Cx4SQ | S0138553 | meter
183 | Power | CABLE/POWER/TFR 3Cx6SQ | S0138561 | meter
175 | Power | CABLE/POWER/TFR 3Cx10SQ | S0138601 | meter
178 | Power | CABLE/POWER/TFR 3Cx16SQ | S0138647 | meter
180 | Power | CABLE/POWER/TFR 3Cx35SQ | S0138602 | meter
182 | Power | CABLE/POWER/TFR 3Cx50SQ | S0138596 | meter
184 | Power | CABLE/POWER/TFR 3Cx70SQ | S0138639 | meter
185 | Power | CABLE/POWER/TFR 3Cx95SQ | S0138654 | meter
176 | Power | CABLE/POWER/TFR 3Cx120SQ | S0138655 | meter
177 | Power | CABLE/POWER/TFR 3Cx150SQ | S0138736 | meter
190 | Power | CABLE/POWER/TFR 4Cx4SQ | S0138341 | meter
192 | Power | CABLE/POWER/TFR 4Cx6SQ | S0138645 | meter
186 | Power | CABLE/POWER/TFR 4Cx10SQ | S0138342 | meter
188 | Power | CABLE/POWER/TFR 4Cx16SQ | S0138343 | meter
189 | Power | CABLE/POWER/TFR 4Cx25SQ | S0138374 | meter
191 | Power | CABLE/POWER/TFR 4Cx50SQ | S0138640 | meter
193 | Power | CABLE/POWER/TFR 4Cx70SQ | S0138642 | meter
194 | Power | CABLE/POWER/TFR 4Cx95SQ | S0138687 | meter
187 | Power | CABLE/POWER/TFR 4Cx120SQ | S0138688 | meter
200 | Signal | CABLE/SIGNAL/TFR 3Cx1.5SQ | S0138442 | meter
201 | Signal | CABLE/SIGNAL/TFR 5Cx1.5SQ | S0138747 | meter
202 | Signal | CABLE/SIGNAL/TFR 6Cx2.5SQ | S0176682 | meter
203 | Signal | CABLE/SIGNAL/TFR 7Cx1.5SQ | S0138741 | meter
195 | Signal | CABLE/SIGNAL/TFR 10Cx2.5SQ | S0176680 | meter
196 | Signal | CABLE/SIGNAL/TFR 12Cx1.5SQ | S0138749 | meter
197 | Signal | CABLE/SIGNAL/TFR 15Cx1.5SQ | S0138797 | meter
198 | Signal | CABLE/SIGNAL/TFR 20Cx1.5SQ | S0138800 | meter
199 | Signal | CABLE/SIGNAL/TFR 20Cx2.5SQ | S0176681 | meter
Nya Ground( TFR GV )
NYM Cable
TFR CV Cable
TFR CVV Cable
TFR CVV-S
Lead RNTC
NYAF

## Chain
14. Chain |  |  | Menu | List
Serangkaian cincin logam
No. | LEAF CLASS | ITEM NAME | SCODE | UOM
204 | Chain | CHAIN/T5mm GALVANIZED | S0176683 | meter

## Clamp
15. Clamp Cable |  |  | Menu | List
Merupakan sesuatu yang digunakan untuk mengklem atau menjepit kabel supaya rapi dan kokoh.
No. | LEAF CLASS | ITEM NAME | SCODE | UOM
87 | Clamp | CABLE CLAMP/D12mm POLYESTER | S0138454 | each

## Clamp DC
16. Clamp DC |  |  | Menu | List
Merupakan sesuatu yang berfungsi untuk menjepit/menahan pipa.
No. | LEAF CLASS | ITEM NAME | SCODE | UOM
234 | Clamp DC | CONDUIT DC CLAMP/PIPE D16mm | S0138261 | each
235 | CLAMP DC | CONDUIT DC CLAMP/PIPE D22mm | S0138262 | each
236 | CLAMP DC | CONDUIT DC CLAMP/PIPE D28mm | S0138263 | each
237 | CLAMP DC | CONDUIT DC CLAMP/PIPE D36mm | S0138264 | each
238 | CLAMP DC | CONDUIT DC CLAMP/PIPE D42mm | S0138265 | each
239 | CLAMP DC | CONDUIT DC CLAMP/PIPE D54mm | S0138266 | each
240 | CLAMP DC | CONDUIT DC CLAMP/PIPE D70mm | S0138267 | each
241 | CLAMP DC | CONDUIT DC CLAMP/PIPE D82mm | S0138268 | each
233 | CLAMP DC | CONDUIT DC CLAMP/PIPE D104mm | S0138269 | each

## Compound
17. Compound |  |  | Menu | List
Merupakan senyawa yang tidak mudah terbakar yang berfungsi menutup lubang dan sebagai
backup gland kabel.
No. | LEAF CLASS | ITEM NAME | SCODE | UOM
205 | Compound | COMPOUND/NON FLAMMABLE | S0139193 | each

## Conduit
18. Conduit |  |  | Menu | List
Sistem pengumpul arus, kabel listrik, penutup kabel listrik, sistem tabung atau pipa, sistem
pengumpulan arus
No. | LEAF CLASS | ITEM NAME | SCODE | UOM
207 | Bushing | CONDUIT BUSHING/D16mm | S0138249 | each
208 | Bushing | CONDUIT BUSHING/D22mm | S0138250 | each
209 | Bushing | CONDUIT BUSHING/D28mm | S0138251 | each
210 | Bushing | CONDUIT BUSHING/D36mm | S0138252 | each
211 | Bushing | CONDUIT BUSHING/D42mm | S0138253 | each
212 | Bushing | CONDUIT BUSHING/D54mm | S0138254 | each
213 | Bushing | CONDUIT BUSHING/D70mm | S0138255 | each
214 | Bushing | CONDUIT BUSHING/D82mm | S0138256 | each
206 | Bushing | CONDUIT BUSHING/D104mm | S0138257 | each
216 | Female | CONDUIT CONNECTOR/FEMALE D16mm NORMAL | S0138504 | each
217 | Female | CONDUIT CONNECTOR/FEMALE D22mm NORMAL | S0138620 | each
218 | Female | CONDUIT CONNECTOR/FEMALE D28mm NORMAL | S0138538 | each
219 | Female | CONDUIT CONNECTOR/FEMALE D36mm NORMAL | S0138897 | each
220 | Female | CONDUIT CONNECTOR/FEMALE D42mm NORMAL | S0138898 | each
221 | Female | CONDUIT CONNECTOR/FEMALE D54mm NORMAL | S0138563 | each
222 | Female | CONDUIT CONNECTOR/FEMALE D70mm NORMAL | S0138328 | each
223 | Female | CONDUIT CONNECTOR/FEMALE D82mm NORMAL | S0138329 | each
215 | Female | CONDUIT CONNECTOR/FEMALE D104mm NORMAL | S0138330 | each
225 | Coupling | CONDUIT COUPLING/ PIPE D16mm GALVANIZED | S0138892 | each
226 | Coupling | CONDUIT COUPLING/ PIPE D22mm GALVANIZED | S0138376 | each
227 | Coupling | CONDUIT COUPLING/ PIPE D28mm GALVANIZED | S0138895 | each
228 | Coupling | CONDUIT COUPLING/ PIPE D36mm GALVANIZED | S0138894 | each
229 | Coupling | CONDUIT COUPLING/ PIPE D42mm GALVANIZED | S0138896 | each
230 | Coupling | CONDUIT COUPLING/ PIPE D54mm GALVANIZED | S0138893 | each
231 | Coupling | CONDUIT COUPLING/ PIPE D70mm GALVANIZED | S0138377 | each
232 | Coupling | CONDUIT COUPLING/ PIPE D82mm GALVANIZED | S0138378 | each
224 | Coupling | CONDUIT COUPLING/ PIPE D104mm GALVANIZED | S0138379 | each
253 | Pipe Galva' | CONDUIT PIPE/D16mm GALVANIZED | S0138692 | meter
255 | Pipe Galva' | CONDUIT PIPE/D22mm GALVANIZED | S0138740 | meter
257 | Pipe Galva' | CONDUIT PIPE/D28mm GALVANIZED | S0138743 | meter
258 | Pipe Galva' | CONDUIT PIPE/D36mm GALVANIZED | S0138788 | meter
260 | Pipe Galva' | CONDUIT PIPE/D42mm GALVANIZED | S0138789 | meter
262 | Pipe Galva' | CONDUIT PIPE/D54mm GALVANIZED | S0138786 | meter
264 | Pipe Galva' | CONDUIT PIPE/D70mm GALVANIZED | S0138739 | meter
266 | Pipe Galva' | CONDUIT PIPE/D82mm GALVANIZED | S0138785 | meter
251 | Pipe Galva' | CONDUIT PIPE/D104mm GALVANIZED | S0138335 | meter
259 | Band | CONDUIT PIPE/D36mm GALVANIZED NORMAL BAND | S0138792 | each
261 | Band | CONDUIT PIPE/D42mm GALVANIZED NORMAL BAND | S0138798 | each
263 | Band | CONDUIT PIPE/D54mm GALVANIZED NORMAL BAND | S0138801 | each
265 | Band | CONDUIT PIPE/D70mm GALVANIZED NORMAL BAND | S0138841 | each
267 | Band | CONDUIT PIPE/D82mm GALVANIZED NORMAL BAND | S0138868 | each
252 | Band | CONDUIT PIPE/D104mm GALVANIZED NORMAL BAND | S0138819 | each
254 | Pipe PVC | CONDUIT PIPE/D16mm PVC | S0176684 | meter
256 | Pipe PVC | CONDUIT PIPE/D22mm PVC | S0176685 | meter
Bushing
Connector Female/Male
Coupling
Pipe
Band

## Conduit Flex
19. Conduit Flexible |  |  | Menu | List
Merupakan sesuatu yang flexible yang berfungsi untuk melindungi kabel dari api, air ataupun
hewan pengerat seperti tikus dan lain sebagainya.
No. | LEAF CLASS | ITEM NAME | SCODE | UOM
243 | Conduit Fle' | CONDUIT FLEXIBLE/D16mm WATERPROOF | S0138614 | meter
244 | Conduit Fle' | CONDUIT FLEXIBLE/D22mm WATERPROOF | S0138617 | meter
245 | Conduit Fle' | CONDUIT FLEXIBLE/D28mm WATERPROOF | S0138615 | meter
246 | Conduit Fle' | CONDUIT FLEXIBLE/D36mm WATERPROOF | S0138662 | meter
247 | Conduit Fle' | CONDUIT FLEXIBLE/D42mm WATERPROOF | S0138661 | meter
248 | Conduit Fle' | CONDUIT FLEXIBLE/D54mm WATERPROOF | S0138663 | meter
249 | Conduit Fle' | CONDUIT FLEXIBLE/D70mm WATERPROOF | S0138613 | meter
250 | Conduit Fle' | CONDUIT FLEXIBLE/D82mm WATERPROOF | S0138659 | meter
242 | Conduit Fle' | CONDUIT FLEXIBLE/D104mm WATERPROOF | S0138664 | meter

## Connector
20. Connector Fittings |  |  | Menu | List
Merupakan sesuatu yang berfungsi untuk menghubungkan suatu benda dengan benda lain.
No. | LEAF CLASS | ITEM NAME | SCODE | UOM
279 | Female | CONNECTOR FEMALE/D1/4InchxD4mm SUS316 | S0138699 | each
278 | Female | CONNECTOR FEMALE/D1/2InchxD10mm SUS316 | S0138390 | each
295 | Male | CONNECTOR MALE/D1/4InchxD1/2Inch | S0138724 | each
296 | Male | CONNECTOR MALE/D1/4InchxD12mm | S0138432 | each
297 | Male | CONNECTOR MALE/D3/8InchxD1/4Inch SUS316 | S0138393 | each
298 | Male | CONNECTOR MALE/D3/8InchxD12mm | S0138332 | each
299 | Male | CONNECTOR MALE/D3/8InchxD16mm SUS316 | S0138634 | each
293 | Male | CONNECTOR MALE/D1/2 InchxD1/2Inch | S0138723 | each
294 | Male | CONNECTOR MALE/D1/2InchxD12mm | S0138305 | each
292 | Male Elbow | CONNECTOR MALE ELBOW/D1/4InchxD6mm | S0138306 | each
291 | Male Elbow | CONNECTOR MALE ELBOW/D1/4InchxD1/4Inch | S0138399 | each
289 | Male Elbow | CONNECTOR MALE ELBOW/D1/2InchxD6mm | S0138434 | each
290 | Male Elbow | CONNECTOR MALE ELBOW/D1/2InchxD8mm | S0138435 | each
287 | Male Elbow | CONNECTOR MALE ELBOW/D1/2InchxD12mm | S0138433 | each
286 | Male Elbow | CONNECTOR MALE ELBOW/D1/2InchxD1/4Inch | S0138367 | each
288 | Male Elbow | CONNECTOR MALE ELBOW/D1/2InchxD3/8Inch | S0138372 | each
285 | Male Elbow | CONNECTOR MALE ELBOW/D1/2InchxD1/2Inch | S0138725 | each
387 | Union | CONNECTOR UNION/D8mmxD8mm SUS304 | S0138413 | each
373 | Union | CONNECTOR UNION/D12mmxD12mm SUS304 | S0138548 | each
372 | Union | CONNECTOR UNION/D1/4InchxD1/4Inch SUS304 | S0138403 | each
382 | Union | CONNECTOR UNION/D3/8InchxD3/8Inch SUS304 | S0138402 | each
368 | Union | CONNECTOR UNION/D1/2InchxD1/2Inch SUS304 | S0138405 | each
366 | Union Tee | CONNECTOR UNION TEE/D1/4Inchx1/4Inchx1/4Inch | S0138406 | each
367 | Union Tee | CONNECTOR UNION TEE/D3/8Inchx3/8Inchx3/8Inch | S0138404 | each
365 | Union Tee | CONNECTOR UNION TEE/D1/2Inchx1/2Inchx1/2Inch | S0138408 | each
Female
Male
Male Elbow
Union
Union Tee

## Contactor Magnetic
21. Contactor Magnetic |  |  | Menu | List
Merupakan sebuah komponen yang berfungsi sebagai penghubung/kontak dengan kapasitas
yang besar dengan menggunakan daya minimal.
No. | LEAF CLASS | ITEM NAME | SCODE | UOM
402 | Contactor | CONTACTOR MAGNETIC/LC1 D9 | S0138689 | each
389 | Contactor | CONTACTOR MAGNETIC/LC1 D12 | S0138587 | each
390 | Contactor | CONTACTOR MAGNETIC/LC1 D18 | S0138627 | each
391 | Contactor | CONTACTOR MAGNETIC/LC1 D1810M7 LA1 DN11 AC220V | S0138594 | each
392 | Contactor | CONTACTOR MAGNETIC/LC1 D25 | S0138453 | each
393 | Contactor | CONTACTOR MAGNETIC/LC1 D2510M7 LA1 DN11 AC220V | S0138762 | each
394 | Contactor | CONTACTOR MAGNETIC/LC1 D2518M7 AC220V | S0138608 | each
395 | Contactor | CONTACTOR MAGNETIC/LC1 D32 | S0138690 | each
396 | Contactor | CONTACTOR MAGNETIC/LC1 D40 | S0138622 | each
397 | Contactor | CONTACTOR MAGNETIC/LC1 D50 | S0138550 | each
398 | Contactor | CONTACTOR MAGNETIC/LC1 D5011M7 AC220V | S0138804 | each
399 | Contactor | CONTACTOR MAGNETIC/LC1 D65 | S0138560 | each
400 | Contactor | CONTACTOR MAGNETIC/LC1 D80 | S0137573 | each
401 | Contactor | CONTACTOR MAGNETIC/LC1 D8011M7 LA1 DN11 AC220V | S0138455 | each
403 | Contactor | CONTACTOR MAGNETIC/LC1 D9511M7 LA1 DN11 AC220V | S0138750 | each
404 | Contactor | CONTACTOR MAGNETIC/LC1 F115 LX1 FF184 LA1 DN11 AC220V | S0138816 | each
405 | Contactor | CONTACTOR MAGNETIC/LC1 F265 LX1 FH220 LA1 DN22 | S0138836 | each
406 | Contactor | CONTACTOR MAGNETIC/MR4 4A | S0138371 | each
MR-4 4A
Magnetic Contactor

## Duct
22. Duct Cable |  |  | Menu | List
Merupakan sesuatu yang berfungsi sebagai pelindung kabel dan sebagai perlengkapan yang
digunakan untuk jalur pemasangan kabel listrik agar lebih aman dan rapi.
No. | LEAF CLASS | ITEM NAME | SCODE | UOM
95 | Elbow | CABLE DUCT ELBOW W150mmxH100mm HOTDIP | S0147226 | each
96 | Elbow | CABLE DUCT ELBOW W200mmxH100mm HOTDIP | S0147224 | each
97 | Elbow | CABLE DUCT ELBOW W300mmxH100mm HOTDIP | S0147222 | each
98 | Elbow | CABLE DUCT ELBOW W400mmxH100mm HOTDIP | S0147220 | each
99 | Tee | CABLE DUCT TEE W150mmxH100mm HOTDIP | S0147218 | each
100 | Tee | CABLE DUCT TEE W200mmxH100mm HOTDIP | S0147216 | each
101 | Tee | CABLE DUCT TEE W300mmxH100mm HOTDIP | S0147214 | each
102 | Tee | CABLE DUCT TEE W400mmxH100mm HOTDIP | S0150477 | each
103 | Duct | CABLE DUCT/W150mmxH100mm HOTDIP | S0177225 | each
104 | Duct | CABLE DUCT/W200mmxH100mm HOTDIP | S0177226 | each
105 | Duct | CABLE DUCT/W300mmxH100mm HOTDIP | S0177227 | meter
106 | Duct | CABLE DUCT/W400mmxH100mm HOTDIP | S0177228 | meter
107 | Duct PVC | CABLE DUCT/W70mmxH100mm PVC INCLUDE COVER | S0176679 | meter
Elbow
Tee
Duct

## Filter
23. Filter |  |  | Menu | List
Hyvester yang dirancang untuk aplikasi penyaringan udara umum dengan debu ringan atau debu
moderat di sini ... Panel industri kami dibuat untuk kondisi terlemah.
No. | LEAF CLASS | ITEM NAME | SCODE | UOM
409 | Filter | FILTER/PANEL/T10mm | S0176686 | meter

## Fitting
24. Fittings |  |  | Menu | List
Merupakan komponen yang digunakan untuk menyambungkan suatu benda, bisa menggunakan
screw, flange, atau pengelasan.
No. | LEAF CLASS | ITEM NAME | SCODE | UOM
245 | Adapter | CONNECTOR ADAPTER/D3/8InchxD1/2Inch | S0138869 | Each
255 | Elbow | CONNECTOR ELBOW/D1/2 InchxP20K SUS SCREW TYPE | S0138803 | Each
256 | Elbow | CONNECTOR ELBOW/D1/2 InchxP20K SUS304 FORGED | S0138427 | Each
257 | Elbow | CONNECTOR ELBOW/D3/4 InchxP20K SUS304 FORGED | S0138492 | Each
258 | Elbow | CONNECTOR ELBOW/D1/2 InchxP20K SCH20 WELDING TYPE | S0138369 | Each
259 | Elbow | CONNECTOR ELBOW/D1 InchxP20K SCH20 WELDING TYPE | S0138294 | Each
260 | Elbow | CONNECTOR ELBOW/D1.5 InchxP20K SCH20 WELDING TYPE (1 1/2") | S0138292 | Each
261 | Elbow | CONNECTOR ELBOW/D1.25 InchxP20K SCH20 WELDING TYPE (1 1/4") | S0138293 | Each
262 | Elbow | CONNECTOR ELBOW/D 15 mmxP20K | S0138840 | Each
265 | Flange | FLANGE/D1/2InchxP20K SUS304 | S0138657 | Each
266 | Flange | FLANGE/D1InchxP10K SS41 | S0138682 | Each
267 | Flange | FLANGE/D1InchxP20K SUS304 | S0138684 | Each
268 | Flange | FLANGE/D2InchxP10K SS41 | S0138656 | Each
269 | Flange | FLANGE/D15mmxP20K NORMAL BELOW | S0138483 | Each
270 | Flange | FLANGE/D15mmxP20K SUS BELOW | S0138486 | Each
271 | Flange | FLANGE/D25mmxP20K NORMAL BELOW | S0138467 | Each
272 | Flange | FLANGE/D25mmxP20K SUS BELOW | S0138471 | Each
273 | Flange | FLANGE/D40mmxP20K | S0138681 | Each
274 | Flange | FLANGE/D50mmxP20K NORMAL BELOW | S0138480 | Each
275 | Flange | FLANGE/D50mmxP20K SUS BELOW | S0138475 | Each
276 | Flange | FLANGE/D100mmxP20K NORMAL BELOW | S0138505 | Each
277 | Flange | FLANGE/D100mmxP20K SUS BELOW | S0138511 | Each
278 | Flange | FLANGE/D200mmxP20K NORMAL BELOW | S0138485 | Each
279 | Flange | FLANGE/D200mmxP20K SUS BELOW | S0138753 | Each
280 | Nipple | CONNECTOR NIPPLE/D1 1/2InchxL50mm SGP GALVANIZED | S0137574 | Each
281 | Nipple | CONNECTOR NIPPLE/D1/2InchxL100mm SGP | S0138848 | Each
282 | Nipple | CONNECTOR NIPPLE/D1InchxL100mm SGP | S0138821 | Each
283 | Nipple | CONNECTOR NIPPLE/D1InchxL100mm SUS | S0138796 | Each
284 | Nipple | CONNECTOR NIPPLE/D1 1/2InchxL100mm NORMAL | S0138811 | Each
285 | Nipple | CONNECTOR NIPPLE/D2InchxL100mm SGP | S0138864 | Each
286 | Nipple | CONNECTOR NIPPLE/D2InchxL100mm SUS | S0138748 | Each
287 | Nipple | CONNECTOR NIPPLE/D2InchxL50mm NORMAL | S0138828 | Each
288 | Nipple | CONNECTOR NIPPLE/D15mmxL100mm SUS304 | S0138817 | Each
289 | Nipple | CONNECTOR NIPPLE/D15mmxL50mm SUS304 | S0138866 | Each
290 | Nipple | CONNECTOR NIPPLE/D20mmxL100mm SUS | S0138802 | Each
291 | Plug | PLUG/FEMALE/D1/4Inchx3000# SS316 | S0150489 | Each
292 | Plug | PLUG/MALE/D1/4Inchx3000# SS316 | S0150488 | Each
293 | Plug | PLUG/FEMALE/D3/8Inchx3000# SS316 | S0150487 | Each
294 | Plug | PLUG/MALE/D3/8Inchx3000# SS316 | S0147160 | Each
295 | Plug | PLUG/FEMALE/D1/2Inchx3000 SS316 | S0147162 | Each
296 | Plug | PLUG/MALE/D1/2Inchx3000# SS316 | S0177268 | Each
297 | Reducer | CONNECTOR REDUCER/D1/2InchxD3/4Inch WELDING TYPE | S0138346 | Each
298 | Reducer | CONNECTOR REDUCER/D1/2InchxD1Inch WELDING TYPE | S0138675 | Each
299 | Reducer | CONNECTOR REDUCER/D21mmxD16mm | S0138493 | Each
300 | Reducer | CONNECTOR REDUCER/D3/4InchxD1Inch WELDING TYPE | S0138347 | Each
301 | Reducer | CONNECTOR REDUCER/D50mmxD25mm SCH20 SUS WELDING TYPE | S0147234 | Each
302 | Reducer | CONNECTOR REDUCER/D22mmxD16mm | S0138285 | Each
303 | Reducer | CONNECTOR REDUCER/D28mmxD16mm | S0138286 | Each
304 | Reducer | CONNECTOR REDUCER/D28mmxD22mm | S0138287 | Each
305 | Reducer | CONNECTOR REDUCER/D36mmxD22mm | S0138288 | Each
306 | Reducer | CONNECTOR REDUCER/D36mmxD28mm | S0138322 | Each
307 | Reducer | CONNECTOR REDUCER/D42mmxD28mm | S0138323 | Each
308 | Reducer | CONNECTOR REDUCER/D42mmxD36mm | S0138324 | Each
309 | Reducer | CONNECTOR REDUCER/D54mmxD36mm | S0138325 | Each
310 | Reducer | CONNECTOR REDUCER/D54mmxD42mm | S0138326 | Each
311 | Socket | SOCKET/D1/2InchxP20K SUS304 | S0138709 | Each
312 | Socket | SOCKET/D15mmxP20K NORMAL BELOW | S0138383 | Each
313 | Socket | SOCKET/D1InchxP20K SUS304 | S0138348 | Each
314 | Socket | SOCKET/D20mmxP20K NORMAL BELOW | S0138384 | Each
315 | Socket | SOCKET/D25mmxP20K NORMAL BELOW | S0138495 | Each
316 | Socket | SOCKET/D3/4InchxP20K SUS304 | S0138349 | Each
317 | Socket | SOCKET/D50mmxP20K NORMAL BELOW | S0138385 | Each
318 | Tee | CONNECTOR TEE/D1InchxP20K SCH20 WELDING TYPE | S0138520 | Each
319 | Tee | CONNECTOR TEE/D1 1/2InchxP20K SCH20 WELDING TYPE | S0138350 | Each
320 | Tee | CONNECTOR TEE/D1/2InchxP20K SCH20 WELDING TYPE | S0138515 | Each
321 | Tee | CONNECTOR TEE/D1/2InchxP20K SUS304 FORGED | S0138710 | Each
322 | Tee | CONNECTOR TEE/D10mmxD10mmxD10mm SUS316 BELOW | S0138398 | Each
323 | Tee | CONNECTOR TEE/D12mmxD12mmxD12mm SUS316 BELOW | S0138392 | Each
324 | Tee | CONNECTOR TEE/D2InchxP20K SCH20 WELDING TYPE | S0138437 | Each
325 | Tee | CONNECTOR TEE/D25mmxP20K SUS304 FORGED | S0138519 | Each
326 | Tee | CONNECTOR TEE/D3/4InchxP20K SCH20 WELDING TYPE | S0138478 | Each
327 | Tee | CONNECTOR TEE/D3/4InchxP20K SUS304 FORGED | S0138711 | Each
328 | Tee | CONNECTOR TEE/D40mmxP20K SUS304 FORGED | S0138487 | Each
335 | Union | CONNECTOR UNION/D1/2InchxP10K FCMB SCREW | S0138867 | Each
336 | Union | CONNECTOR UNION/D1/2InchxP20K | S0138352 | Each
337 | Union | CONNECTOR UNION/D1/2InchxP20K WELDING TYPE | S0138735 | Each
338 | Union | CONNECTOR UNION/D1InchxP10K SCREW | S0137581 | Each
339 | Union | CONNECTOR UNION/D1InchxP20K WELDING TYPE | S0138829 | Each
342 | Union | CONNECTOR UNION/D15mmxP20K NORMAL | S0138450 | Each
343 | Union | CONNECTOR UNION/D15mmxP20K SUS304 | S0138339 | Each
344 | Union | CONNECTOR UNION/D20mmxP20K NORMAL | S0138635 | Each
345 | Union | CONNECTOR UNION/D20mmxP20K SUS304 | S0138340 | Each
346 | Union | CONNECTOR UNION/D25mmxP20K NORMAL | S0138338 | Each
347 | Union | CONNECTOR UNION/D25mmxP20K SUS304 | S0138386 | Each
348 | Union | CONNECTOR UNION/D32mmxP20K NORMAL | S0138527 | Each
349 | Union | CONNECTOR UNION/D32mmxP20K SUS304 | S0138754 | Each
350 | Union | CONNECTOR UNION/D50mmxP20K NORMAL | S0138456 | Each
351 | Union | CONNECTOR UNION/D50mmxP20K SUS304 | S0138457 | Each
Elbow(W)
Elbow(S)
Adaper
Reducer
Nipple
Socket
Union
Tee
Plug
Flange

## Gasket
25. Gasket |  |  | Menu | List
Merupakan suatu lapisan yang diapit di antara 2 sambungan mekanis yang dapat dipisah yang
berfungsi untuk mencegah kebocoran selama jangka waktu tertentu.
No. | LEAF CLASS | ITEM NAME | SCODE | UOM
431 | Gasket | GASKET/D40mm PAPER | S0138703 | each
432 | Gasket | GASKET/D50mm PAPER | S0138300 | each
434 | Gasket | GASKET/D65mm PAPER | S0138429 | each
435 | Gasket | GASKET/D80mm PAPER | S0138430 | each
430 | Gasket | GASKET/D100mm STEEL | S0176687 | each
433 | Gasket | GASKET/D50mm STEEL | S0176688 | each

## Gland
26. Gland Cable |  |  | Menu | List
Gland cable adalah perangkat yang dipakai sebagai pengikat kabel, penyambungan kabel disisi apparatus
elektrik dan disisi box terminasi akan di eratkan dengan menggunakan perangkat.
No. | LEAF CLASS | ITEM NAME | SCODE | UOM
280 | Gland | CONNECTOR GLAND/DCG 11PG | S0138695 | each
281 | Gland | CONNECTOR GLAND/DCG 13.5PG | S0138423 | each
282 | Gland | CONNECTOR GLAND/DCG 16PG | S0138290 | each
283 | Gland | CONNECTOR GLAND/DCG 21PG | S0138696 | each
284 | Gland | CONNECTOR GLAND/DCG 29PG | S0138424 | each

## Joint
27. Joint Cable |  |  | Menu | List
Biasanya digunakan untuk sambungan kabel.
No. | LEAF CLASS | ITEM NAME | SCODE | UOM
111 | Joint | CABLE JOINT/END TERMINAL HIGH VOLTAGE 3Cx35SQ RING PRESS TERMINAL | S0138734 | set
112 | Joint | CABLE JOINT/END TERMINAL HIGH VOLTAGE 3Cx70SQ RING PRESS TERMINAL | S0138733 | set
113 | Joint | CABLE JOINT/END TERMINAL HIGH VOLTAGE 3Cx95SQ RING PRESS TERMINAL | S0138691 | set
108 | Joint | CABLE JOINT/END TERMINAL HIGH VOLTAGE 3Cx120SQ RING PRESS TERMINAL | S0138592 | set
109 | Joint | CABLE JOINT/END TERMINAL HIGH VOLTAGE 3Cx150SQ RING PRESS TERMINAL | S0138589 | set
110 | Joint | CABLE JOINT/END TERMINAL HIGH VOLTAGE 3Cx240SQ RING PRESS TERMINAL | S0138584 | set
116 | Joint | CABLE JOINT/END TERMINAL LOW VOLTAGE 1Cx35SQ RING PRESS TERMINAL | S0138855 | set
114 | Joint | CABLE JOINT/END TERMINAL LOW VOLTAGE 1Cx150SQ RING PRESS TERMINAL | S0138838 | set
115 | Joint | CABLE JOINT/END TERMINAL LOW VOLTAGE 1Cx240SQ RING PRESS TERMINAL | S0138795 | set
120 | Joint | CABLE JOINT/END TERMINAL LOW VOLTAGE 3Cx95SQ RING PRESS TERMINAL | S0138842 | set
117 | Joint | CABLE JOINT/END TERMINAL LOW VOLTAGE 3Cx150SQ RING PRESS TERMINAL | S0138812 | set
118 | Joint | CABLE JOINT/END TERMINAL LOW VOLTAGE 3Cx185SQ RING PRESS TERMINAL | S0138835 | set
119 | Joint | CABLE JOINT/END TERMINAL LOW VOLTAGE 3Cx240SQ RING PRESS TERMINAL | S0138805 | set
125 | Joint | CABLE JOINT/LINE OF HIGH VOLTAGE 1Cx95SQ SLEEVE | S0138512 | set
121 | Joint | CABLE JOINT/LINE OF HIGH VOLTAGE 1Cx150SQ SLEEVE | S0138557 | set
122 | Joint | CABLE JOINT/LINE OF HIGH VOLTAGE 1Cx185SQ SLEEVE | S0138549 | set
123 | Joint | CABLE JOINT/LINE OF HIGH VOLTAGE 1Cx240SQ SLEEVE | S0138524 | set
124 | Joint | CABLE JOINT/LINE OF HIGH VOLTAGE 1Cx300SQ SLEEVE | S0138521 | set
129 | Joint | CABLE JOINT/LINE OF HIGH VOLTAGE 3Cx35SQ SLEEVE | S0138588 | set
130 | Joint | CABLE JOINT/LINE OF HIGH VOLTAGE 3Cx70SQ SLEEVE | S0138551 | set
131 | Joint | CABLE JOINT/LINE OF HIGH VOLTAGE 3Cx95SQ SLEEVE | S0138546 | set
126 | Joint | CABLE JOINT/LINE OF HIGH VOLTAGE 3Cx120SQ SLEEVE | S0138547 | set
127 | Joint | CABLE JOINT/LINE OF HIGH VOLTAGE 3Cx150SQ SLEEVE | S0138586 | set
128 | Joint | CABLE JOINT/LINE OF HIGH VOLTAGE 3Cx240SQ SLEEVE | S0138558 | set
136 | Joint | CABLE JOINT/STRAIGHT LOW VOLTAGE 1Cx35SQ SLEEVE | S0138851 | set
137 | Joint | CABLE JOINT/STRAIGHT LOW VOLTAGE 1Cx70SQ SLEEVE | S0138846 | set
138 | Joint | CABLE JOINT/STRAIGHT LOW VOLTAGE 1Cx80SQ SLEEVE | S0137584 | set
139 | Joint | CABLE JOINT/STRAIGHT LOW VOLTAGE 1Cx95SQ SLEEVE | S0137583 | set
132 | Joint | CABLE JOINT/STRAIGHT LOW VOLTAGE 1Cx150SQ SLEEVE | S0137577 | set
133 | Joint | CABLE JOINT/STRAIGHT LOW VOLTAGE 1Cx185SQ SLEEVE | S0138806 | set
134 | Joint | CABLE JOINT/STRAIGHT LOW VOLTAGE 1Cx240SQ SLEEVE | S0138825 | set
135 | Joint | CABLE JOINT/STRAIGHT LOW VOLTAGE 1Cx325SQ SLEEVE | S0138745 | set
143 | Joint | CABLE JOINT/STRAIGHT LOW VOLTAGE 3Cx35SQ SLEEVE | S0138857 | set
144 | Joint | CABLE JOINT/STRAIGHT LOW VOLTAGE 3Cx50SQ SLEEVE | S0138858 | set
145 | Joint | CABLE JOINT/STRAIGHT LOW VOLTAGE 3Cx70SQ SLEEVE | S0138859 | set
146 | Joint | CABLE JOINT/STRAIGHT LOW VOLTAGE 3Cx95SQ SLEEVE | S0137585 | set
140 | Joint | CABLE JOINT/STRAIGHT LOW VOLTAGE 3Cx120SQ SLEEVE | S0138807 | set
141 | Joint | CABLE JOINT/STRAIGHT LOW VOLTAGE 3Cx150SQ SLEEVE | S0137582 | set
142 | Joint | CABLE JOINT/STRAIGHT LOW VOLTAGE 3Cx240SQ SLEEVE | S0138839 | set

## Jumper
28. Jumper Ground |  |  | Menu | List
Merupakan sesuatu yang menghubungkan dua titik atau lebih dengan menggunakan kawat halus.
No. | LEAF CLASS | ITEM NAME | SCODE | UOM
436 | Jumper | JUMPER GROUNDING/22SQ 220L INCLUDE RING TERMINAL | S0138440 | each
437 | Jumper | JUMPER GROUNDING/22SQ 220L SUS INCLUDE RING TERMINAL | S0138610 | each

## Knob
29. Knob Panel |  |  | Menu | List
Knob merupakan gagang atau pegangan.
No. | LEAF CLASS | ITEM NAME | SCODE | UOM
448 | Knob | KNOB/PANEL KEY INTERNAL | S0138476 | each

## Lamp
30. Lamp & Case |  |  | Menu | List
Merupakan suatu perangkat yang menghasilkan cahaya dan berfungsi untuk memberi penerangan.
No. | LEAF CLASS | ITEM NAME | SCODE | UOM
449 | Case | LAMP CASE/220VxL1200mm FLUORESCENT | S0147204 | each
450 | Lamp | LAMP FLUORESCENT/220Vx36wattxL1200mm | S0147206 | each
Case
Lamp

## Limit Switch
31. Limit Switch |  |  | Menu | List
Merupakan saklar pembatas atau perangkat yang mempunyai tuas aktuator sebagai pengubah
posisi kontak terminal menjadi ON atau OFF.
No. | LEAF CLASS | ITEM NAME | SCODE | UOM
452 | Switch | LIMIT SWITCH/6Ax250Vx1arms AC | S0177243 | each
453 | Switch | LIMIT SWITCH/6Ax250Vx2arms AC | S0177264 | each
451 | Switch | LIMIT SWITCH/16Ax220V OUTLET BOX | S0147202 | each

## Nut Butterfly
32. Nut Butterfly |  |  | Menu | List
Merupakan mur yang berbentuk seperti kupu-kupu.
No. | LEAF CLASS | ITEM NAME | SCODE | UOM
515 | Nut | PANEL/REPAIR/ISOLATED BUTTERFLY NUT | S0138353 | each
NUT

## One-Touch
33. One-Touch Fitting |  |  | Menu | List
One-Touch connector merupakan konektor yang dipasang dengan praktis, cepat dan efisien.
No. | LEAF CLASS | ITEM NAME | SCODE | UOM
315 | Elbow | CONNECTOR ONE TOUCH ELBOW/D1/8InchxD6mm BRASS | S0147192 | each
316 | Elbow | CONNECTOR ONE TOUCH ELBOW/D1/8InchxD8mm BRASS | S0147190 | each
314 | Elbow | CONNECTOR ONE TOUCH ELBOW/D1/8InchxD10mm BRASS | S0147188 | each
313 | Elbow | CONNECTOR ONE TOUCH ELBOW/D1/4InchxD8mm BRASS | S0138849 | each
311 | Elbow | CONNECTOR ONE TOUCH ELBOW/D1/4InchxD10mm BRASS | S0147186 | each
312 | Elbow | CONNECTOR ONE TOUCH ELBOW/D1/4InchxD12mm BRASS | S0147184 | each
317 | Elbow | CONNECTOR ONE TOUCH ELBOW/D3/8InchxD10mm BRASS | S0147182 | each
326 | Male | CONNECTOR ONE TOUCH MALE/D1/8InchxD10mm BRASS | S0147180 | each
327 | Male | CONNECTOR ONE TOUCH MALE/D1/8InchxD6mm BRASS | S0150481 | each
328 | Male | CONNECTOR ONE TOUCH MALE/D1/8InchxD8mm BRASS | S0150482 | each
322 | Male | CONNECTOR ONE TOUCH MALE/D1/4InchxD10mm BRASS | S0147178 | each
323 | Male | CONNECTOR ONE TOUCH MALE/D1/4InchxD12mm BRASS | S0147176 | each
324 | Male | CONNECTOR ONE TOUCH MALE/D1/4InchxD6mm BRASS | S0138822 | each
325 | Male | CONNECTOR ONE TOUCH MALE/D1/4InchxD8mm BRASS | S0138289 | each
329 | Male | CONNECTOR ONE TOUCH MALE/D3/8InchxD10mm BRASS | S0150483 | each
330 | Male | CONNECTOR ONE TOUCH MALE/D3/8InchxD6mm BRASS | S0138832 | each
331 | Male | CONNECTOR ONE TOUCH MALE/D3/8InchxD8mm BRASS | S0138814 | each
318 | Male | CONNECTOR ONE TOUCH MALE/D1/2InchxD10mm | S0138810 | each
319 | Male | CONNECTOR ONE TOUCH MALE/D1/2InchxD12mm | S0138808 | each
320 | Male | CONNECTOR ONE TOUCH MALE/D1/2InchxD6mm | S0137571 | each
321 | Male | CONNECTOR ONE TOUCH MALE/D1/2InchxD8mm | S0138809 | each
334 | Tee | CONNECTOR ONE TOUCH TEE/D6mmxD6mmxD6mm BELOW | S0138336 | each
335 | Tee | CONNECTOR ONE TOUCH TEE/D8mmxD8mmxD8mm BELOW | S0138715 | each
332 | Tee | CONNECTOR ONE TOUCH TEE/D10mmxD10mmxD10mm BELOW | S0138337 | each
333 | Tee | CONNECTOR ONE TOUCH TEE/D12mmxD12mmxD12mm BELOW | S0138676 | each
338 | Y | CONNECTOR ONE TOUCH/Y D6mmxD6mmxD6mm | S0147174 | each
339 | Y | CONNECTOR ONE TOUCH/Y D8mmxD8mmxD8mm | S0150484 | each
336 | Y | CONNECTOR ONE TOUCH/Y D10mmxD10mmxD10mm | S0147172 | each
337 | Y | CONNECTOR ONE TOUCH/Y D12mmxD12mmxD12mm | S0177231 | each
Connector Male
Connector Y
Connector Tee
Connector Elbow

## Panel
34. Panel |  |  | Menu | List
Panel distribusi listrik berguna untuk mengalirkan energi listrik dari pusat atau gardu induk step down.
Panel daya adalah tempat yntuk menyalurkan dan mendistribusikan energi listrik dari gardu
induk step down kepanel-panel distribusinya.
No. | LEAF CLASS | ITEM NAME | SCODE | UOM
460 | Console | PANEL CONSOLE/L800mmxW600mmxW500mmxH900mmxT1.5mm STEEL/FAN,TERMINAL BLOCK,MCCB,CB,FUSE,CONTACTOR/with ACCESSORY | S0138621 | each
461 | Console | PANEL CONSOLE/L800mmxW600mmxW500mmxH900mmxT1.5mm SUS/FAN,TERMINAL BLOCK,MCCB,CB,FUSE,CONTACTOR/with ACCESSORY | S0138516 | each
455 | Console | PANEL CONSOLE/L1100mmxW800mmxW500mmxH900mmxT1.5mm STEEL/FAN,TERMINAL BLOCK,MCCB,CB,FUSE,CONTACTOR/with ACCESSORY | S0138761 | each
456 | Console | PANEL CONSOLE/L1100mmxW800mmxW500mmxH900mmxT1.5mm SUS/FAN,TERMINAL BLOCK,MCCB,CB,FUSE,CONTACTOR/with ACCESSORY | S0138473 | each
457 | Console | PANEL CONSOLE/L1300mmxW1100mmxW500mmxH900mmxT1.5mm SUS/FAN,TERMINAL BLOCK,MCCB,CB,FUSE,CONTACTOR/with ACCESSORY | S0138469 | each
458 | Console | PANEL CONSOLE/L1700mmxW1100mmxW500mmxH900mmxT1.5mm SUS/FAN,TERMINAL BLOCK,MCCB,CB,FUSE,CONTACTOR/with ACCESSORY | S0138479 | each
459 | Console | PANEL CONSOLE/L2100mmxW1100mmxW600mmxH900mmxT1.5mm SUS/FAN,TERMINAL BLOCK,MCCB,CB,FUSE,CONTACTOR/with ACCESSORY | S0138482 | each
462 | Console | PANEL CONTROL/20x20x10inch/MCCB,SWITCH,PUSH BUTTTON,PILOT LAMP,TR,FUSE,CONTACTOR,RELAY ,EOCR ,TERMINAL BLOCK,CB/withACCESSORY) | S0177265 | each
463 | Desk | PANEL DESK/L800mmxW1450mmxH1300mm STEEL/HUB,MONITOR,HARDDISK,FAN,TERMINAL BLOCK,MCCB,CB,FUSE,CONTACTOR/withACCESSORY) | S0138387 | each
466 | Distribution | PANEL DISTRIBUTION/L600mmxW250mmxH400mm/MAIN MCCB,SUB MCCB,BUSBAR,PILOT LAMP,TERMINAL BLOCK/with ACCESSORY | S0138693 | each
467 | Distribution | PANEL DISTRIBUTION/L600mmxW250mmxH800mmxT1.5mm SUS/MAIN MCCB,SUB MCCB, BUSBAR,PILOT LAMP,TERMINAL BLOCK/with ACCESSORY | S0138726 | each
468 | Distribution | PANEL DISTRIBUTION/L600mmxW250mmxH800mmxT3mm/MAIN MCCB,SUB MCCB,BUSBAR,PILOT LAMP,TERMINAL BLOCK/with ACCESSORY | S0138720 | each
464 | Distribution | PANEL DISTRIBUTION/L600mmxW250mmxH1000mmxT1.5mm SUS/MAIN MCCB,SUB MCCB,BUSBAR,PILOT LAMP,TERMINAL BLOCK/with ACCESSORY | S0138633 | each
465 | Distribution | PANEL DISTRIBUTION/L600mmxW250mmxH1100mm/MAIN MCCB,SUB MCCB,BUSBAR,PILOT LAMP,TERMINAL BLOCK/with ACCESSORY | S0138461 | each
469 | Distribution | PANEL DISTRIBUTION/L600mmxW250mmxxH1100mmT1.5mm SUS/MAIN MCCB,SUB MCCB,BUSBAR,PILOT LAMP,TERMINAL BLOCK/with ACCESSORY | S0138758 | each
470 | Distribution | PANEL DISTRIBUTION/L700mmxW250mmxH1200mmxT1.5mm SUS/MAIN MCCB,SUB MCCB,BUSBAR,PILOT LAMP,TERMINAL BLOCK/with ACCESSORY | S0138628 | each
471 | Distribution | PANEL DISTRIBUTION/L700mmxW250mmxH1200mmxT3mm/MAIN MCCB,SUB MCCB,BUSBAR,PILOT LAMP,TERMINAL BLOCK/with ACCESSORY | S0138729 | each
472 | Distribution | PANEL DISTRIBUTION/L700mmxW250mmxH1700mmxT1.5mm SUS/MAIN MCCB,SUB MCCB,BUSBAR,PILOT LAMP,TERMINAL BLOCK/with ACCESSORY | S0138632 | each
473 | Distribution | PANEL DISTRIBUTION/L700mmxW250mmxxH1700mmxT3mm/MAIN MCCB,SUB MCCB,BUSBAR,PILOT LAMP,TERMINAL BLOCK/with ACCESSORY | S0138719 | each
474 | Door | PANEL DOOR/L800mmxW40mmxH1150mm | S0138513 | each
475 | Door | PANEL DOOR/L800mmxW40mmxH2300mm | S0138522 | each
476 | Grounding | PANEL GROUNDING/L200mmxW150mmxH300mm/INSULATOR,BUSBAR/with ACCESSORY | S0138421 | each
477 | Grounding | PANEL GROUNDING/L280mmxW180mmxH380mm/INSULATOR,BUSBAR/with ACCESSORY | S0138491 | each
478 | Housing | PANEL HOISTING M/C/L950mmxW300mmxH1800mmxT1.5mm/MCCB,INVERTER,MC,PILOT LAMP,RELAY,TERMINAL BLOCK,RESISTOR,TR,LOAD LIMIT,TERMINAL BLOCK/with ACCESSORY | S0138891 | each
479 | Instrument | PANEL INSTRUMENT/L500mmxW450mmxH1000mmxT3mm/SUS TUBE,BRACKET,FITTING/with ACCESSORY | S0138431 | set
480 | Instrument | PANEL INSTRUMENT/L550mmxW900mmxH910mmxT3mm/SUS TUBE,BRACKET,FITTING/with ACCESSORY | S0138705 | set
481 | Local | PANEL LOCAL INSTRUMENT SWITCH/L350mmxW300mmxH250mmxT1.5mm STEEL/MCCB,CONTACTOR,PILOT LAMP,PUSH BUTTON,TERMINAL BLOCK,FUSE,TR,SELECT SWITCH/with ACCESSORY | S0138501 | each
482 | Local | PANEL LOCAL INSTRUMENT SWITCH/L400mmxW400mmxH250mmxT1.5mm STEEL/MCCB,CONTACTOR,PILOT LAMP,PUSH BUTTON,TERMINAL BLOCK,FUSE,TR,SELECT SWITCH/with ACCESSORY | S0138388 | each
483 | Local | PANEL LOCAL INSTRUMENT SWITCH/L700mmxW500mmxH250mmxT1.5mm STEEL/MCCB,CONTACTOR,PILOT LAMP,PUSH BUTTON,TERMINAL BLOCK,FUSE,TR,SELECT SWITCH/with ACCESSORY | S0138677 | each
484 | Local | PANEL LOCAL INSTRUMENT SWITCH/L700mmxW500mmxH250mmxT1.5mm SUS/MCCB,CONTACTOR,PILOT LAMP,PUSH BUTTON,TERMINAL BLOCK,FUSE,TR,SELECT SWITCH/with ACCESSORY | S0138488 | each
485 | Local | PANEL LOCAL INSTRUMENT SWITCH/L700mmxW600mmxH250mmxT1.5mm STEEL/MCCB,CONTACTOR,PILOT LAMP,PUSH BUTTON,TERMINAL BLOCK,FUSE,TR,SELECT SWITCH/with ACCESSORY | S0138356 | each
486 | Local | PANEL LOCAL INSTRUMENT SWITCH/L700mmxW700mmxH250mmxT1.5mm STEEL/MCCB,CONTACTOR,PILOT LAMP,PUSH BUTTON,TERMINAL BLOCK,FUSE,TR,SELECT SWITCH/with ACCESSORY | S0138389 | each
487 | Local | PANEL LOCAL INSTRUMENT SWITCH/L700mmxW700mmxH250mmxT1.5mm SUS/MCCB,CONTACTOR,PILOT LAMP,PUSH BUTTON,TERMINAL BLOCK,FUSE,TR,SELECT SWITCH/with ACCESSORY | S0138446 | each
488 | Local | PANEL LOCAL SWITCH/L250mmxW300mmxH300mm SUS/MCCB,CONTACTOR,PILOT LAMP,PUSH BUTTON,TERMINAL BLOCK,FUSE,TR,SELECT SWITCH/with ACCESSORY | S0138414 | each
489 | Local | PANEL LOCAL SWITCH/L300mmxW300mmxH400mm SUS/MCCB,CONTACTOR,PILOT LAMP,PUSH BUTTON,TERMINAL BLOCK,FUSE,TR,SELECT SWITCH/with ACCESSORY | S0138415 | each
490 | Local | PANEL LOCAL SWITCH/L400mmxW300mmxH450mm SUS/MCCB,CONTACTOR,PILOT LAMP,PUSH BUTTON,TERMINAL BLOCK,FUSE,TR,SELECT SWITCH/with ACCESSORY | S0138755 | each
505 | Repair | PANEL/REPAIR/1 SET INDOOR STEEL/MCCB,ELCB,BUTTERFLY NUT,ACYRLIC,BUSBAR,PILOT LAMP,SOCKET/with ACCESSORY | S0138706 | each
506 | Repair | PANEL/REPAIR/1 SET INDOOR SUS/MCCB,ELCB,BUTTERFLY NUT,ACYRLIC,BUSBAR,PILOT LAMP,SOCKET/with ACCESSORY | S0138345 | each
507 | Repair | PANEL/REPAIR/1 SET OUTDOOR STEEL/MCCB,ELCB,BUTTERFLY NUT,ACYRLIC,BUSBAR,PILOT LAMP,SOCKET/with ACCESSORY | S0138307 | each
508 | Repair | PANEL/REPAIR/1 SET OUTDOOR SUS/MCCB,ELCB,BUTTERFLY NUT,ACYRLIC,BUSBAR,PILOT LAMP,SOCKET/with ACCESSORY | S0138728 | each
509 | Repair | PANEL/REPAIR/DOOR HANGER | S0137580 | each
510 | Repair | PANEL/REPAIR/DOOR/MCCB,ELCB,BUTTERFLY NUT,ACYRLIC,BUSBAR,PILOT LAMP,SOCKET/with ACCESSORY | S0138344 | each
511 | Repair | PANEL/REPAIR/ENCLOSURE INDOOR SS41/MCCB,ELCB,RUBBER,BUTTERFLY NUT,ACYRLIC,BUSBAR,PILOT LAMP,SOCKET/with ACCESSORY | S0138308 | each
512 | Repair | PANEL/REPAIR/ENCLOSURE INDOOR SUS304/MCCB,ELCB,RUBBER,BUTTERFLY NUT,ACYRLIC,BUSBAR,PILOT LAMP,SOCKET/with ACCESSORY | S0138466 | each
513 | Repair | PANEL/REPAIR/ENCLOSURE OUTDOOR SS41/MCCB,ELCB,RUBBER,BUTTERFLY NUT,ACYRLIC,BUSBAR,PILOT LAMP,SOCKET/with ACCESSORY | S0138436 | each
514 | Repair | PANEL/REPAIR/ENCLOSURE OUTDOOR SUS304/MCCB,ELCB,RUBBER,BUTTERFLY NUT,ACYRLIC,BUSBAR,PILOT LAMP,SOCKET/with ACCESSORY | S0138464 | each
516 | Repair | PANEL/REPAIR/TR INCLUSION 1 SET INDOOR STEEL/MCCB,TR,ELCB,BUTTERFLY NUT,ACYRLIC,BUSBAR,PILOT LAMP,SOCKET/with ACCESSORY | S0138707 | each
517 | Repair | PANEL/REPAIR/TR INCLUSION 1 SET INDOOR SUS/MCCB,TR,ELCB,BUTTERFLY NUT,ACYRLIC,BUSBAR,PILOT LAMP,SOCKET/with ACCESSORY | S0138717 | each
518 | Repair | PANEL/REPAIR/TR INCLUSION 1 SET OUTDOOR STEEL/MCCB,TR,ELCB,BUTTERFLY NUT,ACYRLIC,BUSBAR,PILOT LAMP,SOCKET/with ACCESSORY | S0138708 | each
519 | Repair | PANEL/REPAIR/TR INCLUSION 1 SET OUTDOOR SUS/MCCB,TR,ELCB,BUTTERFLY NUT,ACYRLIC,BUSBAR,PILOT LAMP,SOCKET/with ACCESSORY | S0138718 | each
520 | Repair | PANEL/REPAIR/VOLT INSULATION L1150mmxW600mmxH300mmxT1.5mm SUS/VOLTMETER,MCCB,TR,ELCB,BUTTERFLY NUT,ACYRLIC,BUSBAR,PILOT LAMP,SOCKET/with ACCESSORY | S0138730 | each
491 | Sequence | PANEL SEQUENCE ELECTRIC/11kWx440/220V BRI 275MA11/MCCB,CONTACTOR,PILOT LAMP,PUSH BUTTON,TERMINAL BLOCK,FUSE,TR,SELECT SWITCH,EOCR/with ACCESSORY | S0138886 | each
492 | Sequence | PANEL SEQUENCE ELECTRIC/15kWx440/220V BRI 410MB15/MCCB,CONTACTOR,PILOT LAMP,PUSH BUTTON,TERMINAL BLOCK,FUSE,TR,SELECT SWITCH,EOCR/with ACCESSORY | S0138887 | each
493 | Sequence | PANEL SEQUENCE ELECTRIC/2.2kWx440/220V BRI 222MA2/MCCB,CONTACTOR,PILOT LAMP,PUSH BUTTON,TERMINAL BLOCK,FUSE,TR,SELECT SWITCH,EOCR/with ACCESSORY | S0138883 | each
494 | Sequence | PANEL SEQUENCE ELECTRIC/5.5kWx440/220V BRI 237MA5/MCCB,CONTACTOR,PILOT LAMP,PUSH BUTTON,TERMINAL BLOCK,FUSE,TR,SELECT SWITCH,EOCR/with ACCESSORY | S0138884 | each
495 | Sequence | PANEL SEQUENCE ELECTRIC/5.5kWx440/220V BRI 655MB5 DUAL/INVERTER,MCCB,CONTACTOR,PILOT LAMP,PUSH BUTTON,TERMINAL BLOCK,FUSE,TR,SELECT SWITCH,EOCR/with ACCESSORY | S0138888 | each
496 | Sequence | PANEL SEQUENCE ELECTRIC/7.5kWx440/220V BRI 255MA7/MCCB,CONTACTOR,PILOT LAMP,PUSH BUTTON,TERMINAL BLOCK,FUSE,TR,SELECT SWITCH,EOCR/with ACCESSORY | S0138885 | each
497 | Sequence | PANEL SEQUENCE ELECTRIC/7.5kWx440/220V BRI 637MB7 DUAL/INVERTER,MCCB,CONTACTOR,PILOT LAMP,PUSH BUTTON,TERMINAL BLOCK,FUSE,TR,SELECT SWITCH,EOCR/with ACCESSORY | S0138889 | each
498 | Terminal | PANEL TERMINAL BLOCK/L300mmxW200mmxH400mm/TERMINAL BLOCK,RAIL,PILOT LAMP/with ACCESSORY | S0138416 | each
499 | Terminal | PANEL TERMINAL BLOCK/L400mmxW200mmxH500mm/TERMINAL BLOCK,RAIL,PILOT LAMP/with ACCESSORY | S0138756 | each
500 | Terminal | PANEL TERMINAL BLOCK/L600mmxW200mmxH700mm/TERMINAL BLOCK,RAIL,PILOT LAMP/with ACCESSORY | S0138417 | each
501 | Terminal | PANEL TERMINAL BLOCK/L700mmxW200mmxH800mm/TERMINAL BLOCK,RAIL,PILOT LAMP/with ACCESSORY | S0138418 | each
502 | Terminal | PANEL TERMINAL BLOCK/L900mmxW200mmxH1000mm/TERMINAL BLOCK,RAIL,PILOT LAMP/with ACCESSORY | S0138489 | each
503 | Travelling | PANEL TRAVELLING/L750mmxW1800mmxH300mm/INVERTER,RESISTER,MCCB,CONTACTOR,PILOT LAMP,PUSH BUTTON,TERMINAL BLOCK,FUSE,TR,SELECT SWITCH,EOCR/with ACCESSORY | S0137588 | each
504 | Traversing | PANEL TRAVERSING/L750mmxW1800mmxH300mm/INVERTER,RESISTER,MCCB,CONTACTOR,PILOT LAMP,PUSH BUTTON,TERMINAL BLOCK,FUSE,TR,SELECT SWITCH,EOCR/with ACCESSORY | S0137587 | each
Y Connector
Tee
Control
Y Connector
Tee
Y Connector
Tee
Console
Distribution
Electric Sequence
Grounding
Local Instrument
Repair
Travelling
Terminal Block
Traversing
Power Box
Door
Temporary

## Paste
35. Paste |  |  | Menu | List
Merupakan bahan yang dapat melekatkan dua permukaan serta digunakan untuk mengisi celah,
menempelkan dua bidang biasanya kekuatannya lebih rendah daripada perekat, tetapi memiliki
fleksibilitas lebih tinggi.
No. | LEAF CLASS | ITEM NAME | SCODE | UOM
521 | Silicone | PASTE SILICONE/KE 420 330gr | S0138494 | each
522 | Epoxy | PASTE ULTIFIL/EPOXY 2004 TC | S0177266 | kilogram
523 | Ultimeg | PASTE ULTIMEG/2000/372 F @3.78liter | S0177292 | can
524 | Ultimeg | PASTE ULTIMEG/2000/380 FH @3.78liter | S0177293 | can
525 | Epoxy | PASTE ULTIMEG/EPOXY 2001 WW @7kg | S0177267 | can
Silicon
Epoxy
Ultimeg

## Power Supply
36. Power Supply |  |  | Menu | List
Penyuplai tegangan dan arus yang diperlukan untuk mengoperasikan sistem. Atau mengacu pada perangkat.
No. | LEAF CLASS | ITEM NAME | SCODE | UOM
550 | Supply | POWER SUPPLY/AC220V/DC24V 2.1 A | S0176689 | each

## Push Button
37. Push Button |  |  | Menu | List
Tombol tekan mengacu pada tombol yang ditekan untuk beroperasi, dan ini mengacu pada
sirkuit atau saklar yang membuka sirkuit hanya saat menekan.
No. | LEAF CLASS | ITEM NAME | SCODE | UOM
557 | Button | PUSH BUTTON/GREEN/RED/YELLOW 220V | S0176690 | each

## Raceway
38. Raceway |  |  | Menu | List
Sebagai penyangga pipa yang bisa membuat pipa konduit bisa digerakkan dengan menggunakan
Clamp Raceway.
No. | LEAF CLASS | ITEM NAME | SCODE | UOM
158 | Raceway | CABLE RACE WAY/L3000mmxW100mmxH50mmxT1.6mm with ACCESSORY | S0177230 | set
583 | Raceway | STEEL UNISTRAT/L3000mm | S0138260 | each

## Rack
39. Rack Hub |  |  | Menu | List
Merupakan suatu tempat yang bisa digunakan untuk meletakkan sesuatu supaya terlihat rapi dan tertata.
No. | LEAF CLASS | ITEM NAME | SCODE | UOM
558 | Rack | RACK/HUB/L2000mmxW750mmxH600mm 19Inch | S0138721 | each

## Regulator
40. Regulator |  |  | Menu | List
Menjaga udara bertekanan dan menjaga agar tangki udara tetap berada pada tekanan tertentu, tertentu.
dan melepas udara ke luar kota lebih dari tekanan
No. | LEAF CLASS | ITEM NAME | SCODE | UOM
559 | Regulator | REGULATOR/AIR/D6mm NORMAL | S0176691 | each
560 | Regulator | REGULATOR/FLUID/D15mm NORMAL | S0176692 | each
Air
Fluid

## Relay
41. Relay |  |  | Menu | List
Untuk melindungi Motor ataupun komponen lainnya dari kelebihan Tegangan ataupun hubungan singkat (Short).
No. | LEAF CLASS | ITEM NAME | SCODE | UOM
561 | Relay | RELAY/ELECTRONIC OVER CURRENT/SS05 AC220V 0.5A/6.5A | S0138510 | each
562 | Relay | RELAY/ELECTRONIC OVER CURRENT/SS30 AC220V 0A/30A | S0138525 | each
563 | Relay | RELAY/ELECTRONIC OVER CURRENT/SS60 AC220V 5A/60A | S0138545 | each
565 | Relay | RELAY/LY2 COIL/24VDC LED | S0147154 | each
564 | Relay | RELAY/LY2 COIL/100/110VDC LED | S0147156 | each
566 | Relay | RELAY/LY4 COIL/100/110VDC LED | S0147158 | each

## Sensor Proximity
42. Sensor Proximity |  |  | Menu | List
Sebagai pendeteksi (Sensor) perubahan jarak suatu benda terhadap sensor tersebut,
dan umumnya Proximity dapat bekerja dengan sensitifitas perubahan jarak yang sangat kecil, sekitar 1mm.
No. | LEAF CLASS | ITEM NAME | SCODE | UOM
569 | Sensor | SENSOR PROXIMITY/PR18 5DN 12/24VDC | S0177269 | each
570 | Sensor | SENSOR PROXIMITY/PR30 10DN 12/24VDC | S0177270 | each

## Shackle
43. Shackle |  |  | Menu | List
Ini adalah alat yang digunakan dengan menghubungkan ujung kawat atau rantai sambungan,berat.
seperti rantai kalender, dan untuk mengangkat benda
No. | LEAF CLASS | ITEM NAME | SCODE | UOM
571 | Shackle | SHACKLE/300kgxD3/8inch | S0176694 | each

## Sheet
44. Sheet Silicone |  |  | Menu | List
Merupakan lembaran yang berbentuk seperti kain, fiberglass, silicone.
No. | LEAF CLASS | ITEM NAME | SCODE | UOM
572 | sheet | SHEET/SILICONE/L2000mmxW1000mmxT1mm FIBERGLASS CLOTH | S0138362 | sheet
573 | sheet | SHEET/SILICONE/L2000mmxW1000mmxT2mm FIBERGLASS CLOTH | S0138311 | sheet

## Steel materials
45. Steel materials |  |  | Menu | List
Merupakan sesuatu yang terbuat dari baja/steel, dapat berupa pipa, channel, beam, plate dan lain2.
No. | LEAF CLASS | ITEM NAME | SCODE | UOM
526 | Pipe SGP | PIPE/D15mm SGP | S0138852 | meter
528 | Pipe SGP | PIPE/D25mm SGP | S0138856 | meter
530 | Pipe SGP | PIPE/D32mm SGP | S0138860 | meter
532 | Pipe SGP | PIPE/D50mm SGP | S0138853 | meter
527 | Pipe SGP | PIPE/D15mm SUS | S0138609 | meter
529 | Pipe SGP | PIPE/D25mm SUS | S0138678 | meter
531 | Pipe SGP | PIPE/D32mm SUS | S0138679 | meter
533 | Pipe SGP | PIPE/D50mm SUS | S0138680 | meter
534 | Plate Check | PLATE/CHECKED/L2400mmxW1200mmxT3.2mm | S0138763 | sheet
535 | Plate Check | PLATE/CHECKED/L2400mmxW1200mmxT4.5mm | S0138597 | sheet
536 | Plate Check | PLATE/CHECKED/L2400mmxW1200mmxT6mm | S0138598 | sheet
540 | Plate Iron | PLATE/IRON/L2438xW1219mmxT2.3mm STEEL | S0138650 | sheet
541 | Plate Iron | PLATE/IRON/L2438xW1219mmxT3.2mm STEEL | S0138651 | sheet
542 | Plate Iron | PLATE/IRON/L2438xW1219mmxT5mm STEEL | S0138638 | sheet
543 | Plate Iron | PLATE/IRON/L2438xW1219mmxT8mm STEEL | S0138599 | sheet
539 | Plate Iron | PLATE/IRON/L2438xW1219mmxT10mm STEEL | S0138752 | sheet
567 | Rod | ROD/GROUNDING/L2000mm CU | S0176693 | each
581 | Angle | STEEL ANGLE/W50mmxW50mmxT6mm | S0177271 | kilogram
582 | Channel | STEEL CHANNEL/W50mmxW50mmxH100mm | S0177272 | kilogram
669 | Tube Copper | TUBE/D6mm COPPER | S0138845 | meter
675 | Tube Copper | TUBE/D8mm COPPER | S0138616 | meter
671 | Tube SUS316 | TUBE/D6mm SUS316 | S0138355 | meter
677 | Tube SUS316 | TUBE/D8mm SUS316 | S0138714 | meter
642 | Tube SUS316 | TUBE/D10mm SUS316 | S0138438 | meter
645 | Tube SUS316 | TUBE/D12mm SUS316 | S0138484 | meter
639 | Tube SUS316 | TUBE/D1/4Inch SUS316 | S0138727 | meter
658 | Tube SUS316 | TUBE/D3/8Inch SUS316 | S0138765 | meter
638 | Tube SUS316 | TUBE/D1/2Inch SUS316 | S0138407 | meter
Plate Checked
Channel
Tube Copper
Pipe
Tube SUS316
Angle
Plate Iron
Rod

## Tape
46. Tape Lacing |  |  | Menu | List
Merupakan pita / kawat yang digunakan untuk mengikat.
No. | LEAF CLASS | ITEM NAME | SCODE | UOM
590 | Tape | TAPE/STATOR LACING/W4mm RT8 | S0138775 | roll
591 | Tape | TAPE/STATOR LACING/W8mm RT16 | S0138310 | roll
589 | Tape | TAPE/STATOR LACING/W11mm RT22 | S0138776 | roll

## Tray
48. Tray |  |  | Menu | List
Sebagai pelindung kabel & Sebagai perlengkapan yang digunakan untuk jalur pemasangan
kabel listrik agar aman dan terlihat rapih.
No. | LEAF CLASS | ITEM NAME | SCODE | UOM
537 | Hinge | PLATE/HINGE FISH/H100mm HORIZONTAL | S0150478 | each
538 | Hinge | PLATE/HINGE FISH/H100mm VERTICAL | S0150479 | each
593 | Cover Band | TRAY CLAMP/COVER BAND W200mmxH100mm | S0177278 | each
594 | Cover Band | TRAY CLAMP/COVER BAND W300mmxH100mm | S0177279 | each
595 | Cover Band | TRAY CLAMP/COVER BAND W400mmxH100mm | S0177280 | each
596 | Cover Band | TRAY CLAMP/COVER BAND W500mmxH100mm | S0177281 | each
597 | Cover Band | TRAY CLAMP/COVER BAND W600mmxH100mm | S0177282 | each
598 | Cover | TRAY CLAMP/COVER H100mm | S0138370 | each
611 | Cover | TRAY COVER/W200mm GALVANIZED | S0138445 | meter
612 | Cover | TRAY COVER/W300mm GALVANIZED | S0138477 | meter
613 | Cover | TRAY COVER/W400mm GALVANIZED | S0138764 | meter
614 | Cover | TRAY COVER/W600mm GALVANIZED | S0138368 | meter
599 | Elbow(H) | TRAY COVER/ELBOW W200mmxH100mm HORIZONTAL | S0139165 | each
601 | Elbow(H) | TRAY COVER/ELBOW W300mmxH100mm HORIZONTAL | S0139166 | each
603 | Elbow(H) | TRAY COVER/ELBOW W400mmxH100mm HORIZONTAL | S0139167 | each
605 | Elbow(H) | TRAY COVER/ELBOW W600mmxH100mm HORIZONTAL | S0139168 | each
600 | Elbow (V) | TRAY COVER/ELBOW W200mmxH100mm VERTICAL | S0139161 | each
602 | Elbow (V) | TRAY COVER/ELBOW W300mmxH100mm VERTICAL | S0139162 | each
604 | Elbow (V) | TRAY COVER/ELBOW W400mmxH100mm VERTICAL | S0139163 | each
606 | Elbow (V) | TRAY COVER/ELBOW W600mmxH100mm VERTICAL | S0139164 | each
607 | Tee(H) | TRAY COVER/TEE W200mmxH100mm HORIZONTAL | S0139189 | each
608 | Tee(H) | TRAY COVER/TEE W300mmxH100mm HORIZONTAL | S0139190 | each
609 | Tee(H) | TRAY COVER/TEE W400mmxH100mm HORIZONTAL | S0139191 | each
610 | Tee(H) | TRAY COVER/TEE W600mmxH100mm HORIZONTAL | S0139192 | each
615 | Cross(H) | TRAY CROSS/W200mm HORIZONTAL GALVANIZED | S0177283 | each
616 | Cross(H) | TRAY CROSS/W300mm HORIZONTAL GALVANIZED | S0177284 | each
617 | Cross(H) | TRAY CROSS/W400mm HORIZONTAL GALVANIZED | S0177285 | each
618 | Cross(H) | TRAY CROSS/W600mm HORIZONTAL GALVANIZED | S0177286 | each
619 | Elbow(H) | TRAY ELBOW/W200mm HORIZONTAL GALVANIZED | S0177287 | each
621 | Elbow(H) | TRAY ELBOW/W300mm HORIZONTAL GALVANIZED | S0177289 | each
623 | Elbow(H) | TRAY ELBOW/W400mm HORIZONTAL GALVANIZED | S0177291 | each
626 | Elbow(H) | TRAY ELBOW/W600mm HORIZONTAL GALVANIZED | S0177234 | each
620 | Elbow(V) | TRAY ELBOW/W200mm VERTICAL GALVANIZED | S0177288 | each
622 | Elbow(V) | TRAY ELBOW/W300mm VERTICAL GALVANIZED | S0177290 | each
624 | Elbow(V) | TRAY ELBOW/W400mm VERTICAL GALVANIZED | S0177232 | each
625 | Elbow(V) | TRAY ELBOW/W500mm VERTICAL GALVANIZED | S0177233 | each
627 | Elbow(V) | TRAY ELBOW/W600mm VERTICAL GALVANIZED | S0177235 | each
628 | Joint | TRAY JOINT/H100mm GALVANIZED | S0177236 | each
629 | Separator | TRAY SEPARATOR/H100mm | S0177237 | each
630 | Tray Tee(H) | TRAY TEE/W200mm HORIZONTAL GALVANIZED | S0177238 | each
631 | Tray Tee(H) | TRAY TEE/W300mm HORIZONTAL GALVANIZED | S0177239 | each
632 | Tray Tee(H) | TRAY TEE/W400mm HORIZONTAL GALVANIZED | S0177240 | each
633 | Tray Tee(H) | TRAY TEE/W600mm HORIZONTAL GALVANIZED | S0177241 | each
634 | TRAY | TRAY/W200mmxH100mm GALVANIZED | S0138619 | meter
635 | TRAY | TRAY/W300mmxH100mm GALVANIZED | S0138366 | meter
636 | TRAY | TRAY/W400mmxH100mm GALVANIZED | S0138766 | meter
637 | TRAY | TRAY/W600mmxH100mm GALVANIZED | S0138449 | meter
Horizontal Elbow
Horizontal Tee
Vertical Elbow
Cover Band
Galvanized Tray
H.Elbow,
V.Elbow
Joint Connector
Sparator Tray
H.Cross
H.Tee
Tray, W x H

## Tape Nomex
47. Tape Nomex |  |  | Menu | List
Sebagai slot interturn dan bahan isolasi kapal untuk motor F-Class listrik dan peralatan listrik lainnya.
No. | LEAF CLASS | ITEM NAME | SCODE | UOM
585 | Nomex | TAPE NOMEX/NMN T0,15mm | S0177274 | kilogram
586 | Nomex | TAPE NOMEX/NMN T0,20mm | S0177275 | kilogram
587 | Nomex | TAPE NOMEX/NMN T0,25mm | S0177276 | kilogram
588 | Nomex | TAPE NOMEX/NMN T0,30mm | S0177277 | kilogram

## Tube
49. Tube |  |  | Menu | List
Tube atau selang merupakan saluran yang bersifat fleksibel, biasanya terbuat dari PVC, teflon, dll.
No. | LEAF CLASS | ITEM NAME | SCODE | UOM
651 | Fiberglass | TUBE/D1mm FIBERGLASS | S0138768 | each
657 | Fiberglass | TUBE/D2mm FIBERGLASS | S0138321 | each
663 | Fiberglass | TUBE/D3mm FIBERGLASS | S0138357 | each
665 | Fiberglass | TUBE/D4mm FIBERGLASS | S0138358 | each
668 | Fiberglass | TUBE/D5mm FIBERGLASS | S0138359 | each
670 | Fiberglass | TUBE/D6mm FIBERGLASS | S0138360 | each
673 | Fiberglass | TUBE/D7mm FIBERGLASS | S0138769 | each
676 | Fiberglass | TUBE/D8mm FIBERGLASS | S0138770 | each
679 | Fiberglass | TUBE/D9mm FIBERGLASS | S0138784 | each
640 | Fiberglass | TUBE/D10mm FIBERGLASS | S0138361 | each
644 | Fiberglass | TUBE/D12mm FIBERGLASS | S0138771 | each
647 | Fiberglass | TUBE/D15mm FIBERGLASS | S0138772 | each
649 | Fiberglass | TUBE/D19mm FIBERGLASS | S0138863 | each
652 | Fiberglass | TUBE/D20mm FIBERGLASS | S0138773 | each
654 | Fiberglass | TUBE/D25mm FIBERGLASS | S0138309 | each
659 | Fiberglass | TUBE/D30mm FIBERGLASS | S0138774 | each
680 | Shrinkable | TUBE/HEATING SHRINKABLE/D30mmx(D25mm/8mm) | S0138759 | meter
681 | Shrinkable | TUBE/HEATING SHRINKABLE/D50mmx(D50mm/16mm) | S0138760 | meter
672 | Teflon | TUBE/D6mm TEFLON | S0138333 | meter
678 | Teflon | TUBE/D8mm TEFLON | S0138712 | meter
643 | Teflon | TUBE/D10mm TEFLON | S0138351 | meter
646 | Teflon | TUBE/D12mm TEFLON | S0138334 | meter
Heating Shrinkable
Teflon
Fiber Glass

## Tube Insulflex
50. Tube Insulflex Heatproof |  |  | Menu | List
Merupakan selang atau saluran yang digunakan sebagai pelindung dari api dan panas agar tidak
mudah terbakar.
No. | LEAF CLASS | ITEM NAME | SCODE | UOM
666 | Insulflex | TUBE/D50mm PT 02 INSULFLEX HEATPROOF | S0147103 | meter
641 | Insulflex | TUBE/D10mm PJ 08 INSULFLEX HEATPROOF | S0147148 | meter
648 | Insulflex | TUBE/D16mm PJ 10 INSULFLEX HEATPROOF | S0147146 | meter
650 | Insulflex | TUBE/D19mm PJ 12 INSULFLEX HEATPROOF | S0147144 | meter
653 | Insulflex | TUBE/D22mm PJ 14 INSULFLEX HEATPROOF | S0147142 | meter
655 | Insulflex | TUBE/D25mm PJ 16 INSULFLEX HEATPROOF | S0147140 | meter
656 | Insulflex | TUBE/D29mm PJ 18 INSULFLEX HEATPROOF | S0147138 | meter
660 | Insulflex | TUBE/D32mm PJ 20 INSULFLEX HEATPROOF | S0147116 | meter
661 | Insulflex | TUBE/D35mm PJ 22 INSULFLEX HEATPROOF | S0147114 | meter
662 | Insulflex | TUBE/D38mm PJ 24 INSULFLEX HEATPROOF | S0147112 | meter
664 | Insulflex | TUBE/D44mm PJ 28 INSULFLEX HEATPROOF | S0147109 | meter
667 | Insulflex | TUBE/D57mm PJ 36 INSULFLEX HEATPROOF | S0147107 | meter
674 | Insulflex | TUBE/D83mm PJ 52 INSULFLEX HEATPROOF | S0147105 | meter

## Valve
51. Valve |  |  | Menu | List
Merupakan sebuah perangkat yang mengatur, mengarahkan atau mengontrol aliran dari suatu
cairan (gas, cairan, padatan terfluidisasi) dengan membuka, menutup, atau menutup sebagian
dari jalan alirannya.
No. | LEAF CLASS | ITEM NAME | SCODE | UOM
694 | Ball | VALVE/BALL/D10mm SUS316 | S0138555 | each
695 | Ball | VALVE/BALL/D15mm SUS316 | S0138444 | each
692 | Ball | VALVE/BALL/D1/4InchxP10K BRASS | S0138843 | each
693 | Ball | VALVE/BALL/D1/4InchxP10K SUS | S0150495 | each
700 | Ball | VALVE/BALL/D3/8InchxP10K BRONZE | S0138751 | each
691 | Ball | VALVE/BALL/D1/2InchxP10K BRASS | S0137575 | each
698 | Ball | VALVE/BALL/D3/4InchxP10K SCREW | S0138830 | each
699 | Ball | VALVE/BALL/D3/4InchxP10K SUS316 | S0138498 | each
696 | Ball | VALVE/BALL/D1InchxP10K SCREW | S0138818 | each
697 | Ball | VALVE/BALL/D1InchxP10K SUS316 | S0138716 | each
701 | Flange | VALVE/FLANGE/D1InchxP20K FORGED | S0138683 | each
702 | Flange | VALVE/FLANGE/D3/4InchxP20K FORGED | S0138658 | each
703 | Gate | VALVE/GATE/D1/2Inchx P10K | S0138704 | each
704 | Gate | VALVE/GATE/D1/2InchxP20K SCREW | S0138304 | each
705 | Gate | VALVE/GATE/D1/2InchxP600lb FORGED | S0138301 | each
707 | Gate | VALVE/GATE/D3/4InchxP100K SUS304 | S0138302 | each
706 | Gate | VALVE/GATE/D1InchxP20K SCREW | S0138303 | each
709 | Needle | VALVE/NEEDLE/D1/4InchxP150lb | S0138459 | each
708 | Needle | VALVE/NEEDLE/D1/2InchxP600lb | S0138365 | each
710 | Solenoid | VALVE/SOLENOID/D25mm 220V AC BRASS | S0176696 | each
711 | Solenoid | VALVE/SOLENOID/D40mm 220V AC SUS | S0176697 | each
Valve Ball
Valve Flange
Valve Gate
Valve Needle
Valve Solenoid

## Wheel
52. Wheel |  |  | Menu | List
Urethane Wheels, Rigid Caster
No. | LEAF CLASS | ITEM NAME | SCODE | UOM
712 | Wheel | WHEEL/URETANE/D4Inch INCLUDE BRAKE NORMAL | S0176698 | each

## Wire
53. Wire Code |  |  | Menu | List
Merupakan kawat yang terbuat dari baja dengan panjang dan diameter tertentu.
No. | LEAF CLASS | ITEM NAME | SCODE | UOM
713 | Wire | WIRE PULL CODE/D5mm | S0177242 | each